## Sheet1
Owner | Capacity (MW) | Combustion technology | Status | Start year | Retired year | Planned retirement | Latitude | Longitude | Country/Area
enel spa | 800 | ultra-supercritical | cancelled | N/A | N/A | N/A | 41.3711 | 19.4252 | albania
yacimientos carboníferos de río turbio sa | 120 | subcritical | mothballed | 2022 | N/A | N/A | -51.546 | -72.2313 | argentina
yacimientos carboníferos de río turbio sa | 120 | subcritical | construction | 2023 | N/A | N/A | -51.546 | -72.2313 | argentina
aes argentina generación sa | 375 | subcritical | operating | 1983 | N/A | 2026 | -33.3549 | -60.1729 | argentina
alcoa of australia | 160 | subcritical | retired | 1969 | 2015 | N/A | -38.3865 | 144.1821 | australia
altona energy | 560 | unknown | cancelled | N/A | N/A | N/A | -27.9389 | 134.7261 | australia
altona energy | 280 | unknown | cancelled | N/A | N/A | N/A | -27.9389 | 134.7261 | australia
agl macquarie pty ltd | 2000 | unknown | cancelled | N/A | N/A | N/A | -32.395 | 150.9492 | australia
agl macquarie pty ltd | 685 | subcritical | operating | 1985 | N/A | 2033 | -32.394 | 150.9501 | australia
agl macquarie pty ltd | 660 | subcritical | operating | 1985 | N/A | 2033 | -32.394 | 150.9501 | australia
agl macquarie pty ltd | 660 | subcritical | operating | 1986 | N/A | 2033 | -32.394 | 150.9501 | australia
agl macquarie pty ltd | 660 | subcritical | operating | 1986 | N/A | 2033 | -32.394 | 150.9501 | australia
kansai electric power co | 116.5 | subcritical | operating | 2009 | N/A | N/A | -33.3322 | 116.228 | australia
sumitomo corp | 116.5 | subcritical | operating | 2009 | N/A | N/A | -33.3322 | 116.228 | australia
kansai electric power co | 116.5 | subcritical | operating | 2009 | N/A | N/A | -33.3322 | 116.228 | australia
sumitomo corp | 116.5 | subcritical | operating | 2009 | N/A | N/A | -33.3322 | 116.228 | australia
sumitomo corp | 104 | subcritical | cancelled | N/A | N/A | N/A | -33.3322 | 116.228 | australia
kansai electric power co | 104 | subcritical | cancelled | N/A | N/A | N/A | -33.3322 | 116.228 | australia
sumitomo corp | 104 | subcritical | cancelled | N/A | N/A | N/A | -33.3322 | 116.228 | australia
kansai electric power co | 104 | subcritical | cancelled | N/A | N/A | N/A | -33.3322 | 116.228 | australia
cs energy ltd | 30 | subcritical | retired | 2012 | 2015 | N/A | -24.3472 | 150.6171 | australia
cs energy ltd | 350 | subcritical | operating | 1989 | N/A | 2028 | -24.3472 | 150.6171 | australia
cs energy ltd | 350 | subcritical | operating | 1989 | N/A | 2028 | -24.3472 | 150.6171 | australia
ig power (callide) ltd | 230 | supercritical | operating | 2001 | N/A | 2038 | -24.3472 | 150.6171 | australia
cs energy ltd | 230 | supercritical | operating | 2001 | N/A | 2038 | -24.3472 | 150.6171 | australia
ig power (callide) ltd | 230 | supercritical | operating | 2001 | N/A | 2038 | -24.3472 | 150.6171 | australia
cs energy ltd | 230 | supercritical | operating | 2001 | N/A | 2038 | -24.3472 | 150.6171 | australia
verve energy | 350 | subcritical | operating | 1999 | N/A | 2027 | -33.3431 | 116.2608 | australia
shine energy pty ltd | 315 | unknown/CCS | pre-permit | 2028 | N/A | N/A | -20.5451 | 147.8046 | australia
shine energy pty ltd | 315 | unknown/CCS | pre-permit | 2031 | N/A | N/A | -20.5451 | 147.8046 | australia
shine energy pty ltd | 315 | unknown/CCS | pre-permit | 2031 | N/A | N/A | -20.5451 | 147.8046 | australia
ratch-australia corporation pty ltd | 30 | subcritical | retired | 1968 | 2012 | N/A | -20.5451 | 147.8046 | australia
ratch-australia corporation pty ltd | 30 | subcritical | retired | 1968 | 2012 | N/A | -20.5451 | 147.8046 | australia
ratch-australia corporation pty ltd | 30 | subcritical | retired | 1970 | 2012 | N/A | -20.5451 | 147.8046 | australia
ratch-australia corporation pty ltd | 30 | subcritical | retired | 1971 | 2012 | N/A | -20.5451 | 147.8046 | australia
ratch-australia corporation pty ltd | 60 | subcritical | retired | 1974 | 2012 | N/A | -20.5451 | 147.8046 | australia
coolimba power | 150 | unknown | cancelled | N/A | N/A | N/A | -29.8167 | 115.2667 | australia
coolimba power | 150 | unknown | cancelled | N/A | N/A | N/A | -29.8167 | 115.2667 | australia
coolimba power | 150 | unknown | cancelled | N/A | N/A | N/A | -29.8167 | 115.2667 | australia
dual gas | 300 | IGCC | cancelled | N/A | N/A | N/A | -38.252 | 146.4163 | australia
dual gas | 300 | IGCC | cancelled | N/A | N/A | N/A | -38.252 | 146.4163 | australia
energy brix australia ltd | 30 | subcritical | retired | 1958 | 2014 | N/A | -38.254 | 146.4137 | australia
energy brix australia ltd | 30 | subcritical | retired | 1959 | 2014 | N/A | -38.254 | 146.4137 | australia
energy brix australia ltd | 30 | subcritical | retired | 1959 | 2014 | N/A | -38.254 | 146.4137 | australia
energy brix australia ltd | 60 | subcritical | retired | 1962 | 2014 | N/A | -38.254 | 146.4137 | australia
origin energy ltd | 720 | subcritical | operating | 1981 | N/A | 2029 | -33.0622 | 151.5214 | australia
origin energy ltd | 720 | subcritical | operating | 1982 | N/A | 2029 | -33.0622 | 151.5214 | australia
origin energy ltd | 720 | subcritical | operating | 1983 | N/A | 2029 | -33.0622 | 151.5214 | australia
origin energy ltd | 720 | subcritical | operating | 1984 | N/A | 2029 | -33.0622 | 151.5214 | australia
to be determined | 600 | unknown | cancelled | N/A | N/A | N/A | -21.1492 | 144.7992 | australia
to be determined | 600 | unknown | cancelled | N/A | N/A | N/A | -21.1492 | 144.7992 | australia
waratah coal pty ltd | 700 | IGCC | cancelled | N/A | N/A | N/A | -23.4732 | 146.5512 | australia
waratah coal pty ltd | 700 | IGCC | cancelled | N/A | N/A | N/A | -23.4732 | 146.5512 | australia
nrg gladstone operating services pty ltd | 280 | subcritical | operating | 1976 | N/A | 2035 | -23.8507 | 151.2197 | australia
nrg gladstone operating services pty ltd | 280 | subcritical | operating | 1977 | N/A | 2035 | -23.8507 | 151.2197 | australia
nrg gladstone operating services pty ltd | 280 | subcritical | operating | 1978 | N/A | 2035 | -23.8507 | 151.2197 | australia
nrg gladstone operating services pty ltd | 280 | subcritical | operating | 1979 | N/A | 2035 | -23.8507 | 151.2197 | australia
nrg gladstone operating services pty ltd | 280 | subcritical | operating | 1981 | N/A | 2035 | -23.8507 | 151.2197 | australia
nrg gladstone operating services pty ltd | 280 | subcritical | operating | 1982 | N/A | 2035 | -23.8507 | 151.2197 | australia
sunset power international pty ltd | 660 | unknown | cancelled | N/A | N/A | N/A | -38.2718 | 146.3909 | australia
sunset power international pty ltd | 660 | unknown | cancelled | N/A | N/A | N/A | -38.2718 | 146.3909 | australia
gdf suez australian energy pty ltd | 200 | subcritical | retired | 1964 | 2017 | N/A | -38.2718 | 146.3909 | australia
gdf suez australian energy pty ltd | 200 | subcritical | retired | 1965 | 2017 | N/A | -38.2718 | 146.3909 | australia
gdf suez australian energy pty ltd | 200 | subcritical | retired | 1966 | 2017 | N/A | -38.2718 | 146.3909 | australia
gdf suez australian energy pty ltd | 200 | subcritical | retired | 1967 | 2017 | N/A | -38.2718 | 146.3909 | australia
gdf suez australian energy pty ltd | 200 | subcritical | retired | 1968 | 2017 | N/A | -38.2718 | 146.3909 | australia
gdf suez australian energy pty ltd | 200 | subcritical | retired | 1969 | 2017 | N/A | -38.2718 | 146.3909 | australia
gdf suez australian energy pty ltd | 200 | subcritical | retired | 1970 | 2017 | N/A | -38.2718 | 146.3909 | australia
gdf suez australian energy pty ltd | 200 | subcritical | retired | 1971 | 2017 | N/A | -38.2718 | 146.3909 | australia
cs energy ltd | 750 | supercritical | operating | 2007 | N/A | 2042 | -26.9179 | 150.7507 | australia
cavcorp pty ltd | 500 | ultra-supercritical | cancelled | N/A | N/A | N/A | -32.8291 | 151.4676 | australia
china energy engineering group hunan electric power design institute co ltd | 500 | ultra-supercritical | cancelled | N/A | N/A | N/A | -32.8291 | 151.4676 | australia
cavcorp pty ltd | 500 | ultra-supercritical | cancelled | N/A | N/A | N/A | -32.8291 | 151.4676 | australia
china energy engineering group hunan electric power design institute co ltd | 500 | ultra-supercritical | cancelled | N/A | N/A | N/A | -32.8291 | 151.4676 | australia
verve energy | 120 | subcritical | retired | 1970 | 2010 | N/A | -32.1983 | 115.7752 | australia
verve energy | 120 | subcritical | retired | 1971 | 2010 | N/A | -32.1983 | 115.7752 | australia
verve energy | 200 | subcritical | retired | 1976 | 2015 | N/A | -32.1983 | 115.7752 | australia
verve energy | 200 | subcritical | retired | 1978 | 2015 | N/A | -32.1983 | 115.7752 | australia
agl energy ltd | 500 | subcritical | retired | 1971 | 2023 | N/A | -32.3716 | 150.9784 | australia
agl energy ltd | 500 | subcritical | retired | 1972 | 2023 | N/A | -32.3716 | 150.9784 | australia
agl energy ltd | 500 | subcritical | retired | 1972 | 2022 | N/A | -32.3716 | 150.9784 | australia
agl energy ltd | 500 | subcritical | retired | 1973 | 2023 | N/A | -32.3716 | 150.9784 | australia
loy yang power management pty ltd | 560 | subcritical | operating | 1984 | N/A | 2035 | -38.2524 | 146.5753 | australia
loy yang power management pty ltd | 535 | subcritical | operating | 1984 | N/A | 2035 | -38.2524 | 146.5753 | australia
loy yang power management pty ltd | 560 | subcritical | operating | 1987 | N/A | 2035 | -38.2524 | 146.5753 | australia
loy yang power management pty ltd | 560 | subcritical | operating | 1987 | N/A | 2035 | -38.2524 | 146.5753 | australia
alinta energy pty ltd | 513 | subcritical | operating | 1993 | N/A | 2047 | -38.2555 | 146.586 | australia
alinta energy pty ltd | 513 | subcritical | operating | 1996 | N/A | 2047 | -38.2555 | 146.586 | australia
millmerran power management pty ltd | 440 | supercritical | operating | 2002 | N/A | 2051 | -27.9607 | 151.2793 | australia
millmerran power management pty ltd | 440 | supercritical | operating | 2003 | N/A | 2051 | -27.9607 | 151.2793 | australia
moray power | 150 | subcritical | cancelled | 2018 | N/A | N/A | -22.0125 | 146.3836 | australia
energyaustralia pty ltd | 730 | subcritical | operating | 1993 | N/A | 2040 | -33.3581 | 150.032 | australia
energyaustralia pty ltd | 660 | subcritical | operating | 1996 | N/A | 2040 | -33.3581 | 150.032 | australia
energyaustralia pty ltd | 750 | supercritical | cancelled | N/A | N/A | N/A | -33.3586 | 150.0316 | australia
energyaustralia pty ltd | 750 | supercritical | cancelled | N/A | N/A | N/A | -33.3586 | 150.0316 | australia
verve energy | 60 | subcritical | retired | 1966 | 2017 | N/A | -33.4459 | 116.3075 | australia
verve energy | 60 | subcritical | retired | 1966 | 2017 | N/A | -33.4459 | 116.3075 | australia
verve energy | 60 | subcritical | retired | 1968 | 2017 | N/A | -33.4459 | 116.3075 | australia
verve energy | 60 | subcritical | retired | 1969 | 2017 | N/A | -33.4459 | 116.3075 | australia
verve energy | 200 | subcritical | retired | 1980 | 2022 | N/A | -33.4459 | 116.3075 | australia
verve energy | 200 | subcritical | operating | 1981 | N/A | 2025 | -33.4459 | 116.3075 | australia
verve energy | 227 | subcritical | operating | 1984 | N/A | 2029 | -33.4459 | 116.3075 | australia
verve energy | 227 | subcritical | operating | 1985 | N/A | 2029 | -33.4459 | 116.3075 | australia
delta electricity pty ltd | 300 | subcritical | retired | 1969 | 2012 | N/A | -33.2121 | 151.5422 | australia
delta electricity pty ltd | 300 | subcritical | retired | 1969 | 2012 | N/A | -33.2121 | 151.5422 | australia
alinta energy pty ltd | 260 | subcritical | retired | 1984 | 2016 | N/A | -32.5425 | 137.7878 | australia
alinta energy pty ltd | 260 | subcritical | retired | 1985 | 2016 | N/A | -32.5425 | 137.7878 | australia
alinta energy pty ltd | 60 | subcritical | retired | 1963 | 2016 | N/A | -32.5385 | 137.7822 | australia
alinta energy pty ltd | 60 | subcritical | retired | 1963 | 2016 | N/A | -32.5385 | 137.7822 | australia
alinta energy pty ltd | 60 | subcritical | retired | 1963 | 2016 | N/A | -32.5385 | 137.7822 | australia
alinta energy pty ltd | 60 | subcritical | retired | 1963 | 2016 | N/A | -32.5385 | 137.7822 | australia
redbank energy ltd | 151 | subcritical | retired | 2001 | 2014 | N/A | -32.5805 | 151.0715 | australia
stanwell corp ltd | 365 | subcritical | operating | 1993 | N/A | 2043 | -23.5091 | 150.3178 | australia
stanwell corp ltd | 365 | subcritical | operating | 1994 | N/A | 2044 | -23.5091 | 150.3178 | australia
stanwell corp ltd | 365 | subcritical | operating | 1995 | N/A | 2045 | -23.5091 | 150.3178 | australia
stanwell corp ltd | 365 | subcritical | operating | 1996 | N/A | 2046 | -23.5091 | 150.3178 | australia
stanwell corp ltd | 66 | subcritical | retired | 1966 | 2002 | N/A | -27.6605 | 152.8129 | australia
stanwell corp ltd | 66 | subcritical | retired | 1966 | 2002 | N/A | -27.6605 | 152.8129 | australia
stanwell corp ltd | 66 | subcritical | retired | 1967 | 2002 | N/A | -27.6605 | 152.8129 | australia
stanwell corp ltd | 66 | subcritical | retired | 1968 | 2002 | N/A | -27.6605 | 152.8129 | australia
stanwell corp ltd | 66 | subcritical | retired | 1968 | 2002 | N/A | -27.6605 | 152.8129 | australia
stanwell corp ltd | 66 | subcritical | retired | 1969 | 2002 | N/A | -27.6605 | 152.8129 | australia
stanwell corp ltd | 125 | subcritical | retired | 1970 | 2010 | N/A | -27.6605 | 152.8129 | australia
stanwell corp ltd | 125 | subcritical | retired | 1971 | 2011 | N/A | -27.6605 | 152.8129 | australia
stanwell corp ltd | 125 | subcritical | retired | 1972 | 2012 | N/A | -27.6605 | 152.8129 | australia
stanwell corp ltd | 125 | subcritical | retired | 1973 | 2010 | N/A | -27.6605 | 152.8129 | australia
stanwell corp ltd | 445 | supercritical | operating | 2003 | N/A | 2037 | -26.7773 | 151.9143 | australia
stanwell corp ltd | 350 | subcritical | operating | 1984 | N/A | 2037 | -26.7837 | 151.9153 | australia
stanwell corp ltd | 350 | subcritical | operating | 1985 | N/A | 2037 | -26.7837 | 151.9153 | australia
stanwell corp ltd | 350 | subcritical | operating | 1986 | N/A | 2037 | -26.7837 | 151.9153 | australia
stanwell corp ltd | 350 | subcritical | operating | 1986 | N/A | 2037 | -26.7837 | 151.9153 | australia
sunset power international pty ltd | 660 | unknown | cancelled | N/A | N/A | N/A | -33.161 | 151.5453 | australia
sunset power international pty ltd | 660 | subcritical | operating | 1978 | N/A | 2033 | -33.161 | 151.5453 | australia
sunset power international pty ltd | 660 | subcritical | operating | 1979 | N/A | 2033 | -33.161 | 151.5453 | australia
energyaustralia pty ltd | 500 | subcritical | retired | 1976 | 2014 | N/A | -33.4023 | 150.0837 | australia
energyaustralia pty ltd | 500 | subcritical | retired | 1976 | 2014 | N/A | -33.4023 | 150.0837 | australia
ge power | 200 | IGCC | cancelled | N/A | N/A | N/A | -26.1333 | 149.95 | australia
stanwell corp ltd | 200 | IGCC | cancelled | N/A | N/A | N/A | -26.1333 | 149.95 | australia
south32 worsley alumina pty ltd | 34 | subcritical | retired | 1982 | 2023 | N/A | -33.2352 | 116.0687 | australia
south32 worsley alumina pty ltd | 34 | subcritical | retired | 1982 | 2024 | N/A | -33.2352 | 116.0687 | australia
south32 worsley alumina pty ltd | 34 | subcritical | operating | 1982 | N/A | N/A | -33.2352 | 116.0687 | australia
south32 worsley alumina pty ltd | 57 | CFB | operating | 2012 | N/A | N/A | -33.2352 | 116.0687 | australia
south32 worsley alumina pty ltd | 57 | CFB | operating | 2012 | N/A | N/A | -33.2352 | 116.0687 | australia
energyaustralia pty ltd | 360 | subcritical | operating | 1973 | N/A | 2028 | -38.1773 | 146.3442 | australia
energyaustralia pty ltd | 360 | subcritical | operating | 1975 | N/A | 2028 | -38.1773 | 146.3442 | australia
energyaustralia pty ltd | 380 | subcritical | operating | 1981 | N/A | 2028 | -38.1773 | 146.3442 | australia
energyaustralia pty ltd | 380 | subcritical | operating | 1982 | N/A | 2028 | -38.1773 | 146.3442 | australia
stanwell corp ltd | 500 | IGCC | cancelled | N/A | N/A | N/A | -23.5091 | 150.3178 | australia
verbund thermal power gmbh & co kg | 450 | supercritical | retired | 1985 | 2015 | N/A | 48.3261 | 15.9233 | austria
evn ag | 352 | subcritical | retired | 1987 | 2019 | N/A | 48.3261 | 15.9233 | austria
energie ag oberösterreich | 800 | unknown | cancelled | N/A | N/A | N/A | 48.2131 | 14.4752 | austria
verbund thermal power gmbh & co kg | 246 | subcritical | retired | 1986 | 2020 | N/A | 46.9082 | 15.4923 | austria
energie ag oberösterreich | 55 | subcritical | retired | 1969 | 2010 | N/A | 48.0318 | 12.8431 | austria
energie ag oberösterreich | 165 | subcritical | retired | 1986 | 2016 | N/A | 48.0318 | 12.8431 | austria
verbund austrian hydropower ag | 68 | unknown | retired | 1996 | 2011 | N/A | 46.75 | 14.8167 | austria
verbund austrian hydropower ag | 124 | unknown | retired | 1996 | 2011 | N/A | 46.75 | 14.8167 | austria
energie ag oberösterreich | 66 | subcritical | retired | 1962 | 2008 | N/A | 48.0122 | 13.5895 | austria
verbund ag | 330 | unknown | retired | 1983 | 2006 | N/A | 47.0475 | 15.1603 | austria
verbund ag | 137 | unknown | retired | 1962 | 2001 | N/A | 47.25 | 15.1667 | austria
power construction corporation of china ltd | 660 | unknown | cancelled | N/A | N/A | N/A | 22.025 | 91.955 | bangladesh
sepcoiii electric power construction co ltd | 132 | supercritical | operating | 2023 | N/A | N/A | 21.9708 | 91.8889 | bangladesh
stg development group | 66 | supercritical | operating | 2023 | N/A | N/A | 21.9708 | 91.8889 | bangladesh
s. alam cold rolled steels ltd | 462 | supercritical | operating | 2023 | N/A | N/A | 21.9708 | 91.8889 | bangladesh
sepcoiii electric power construction co ltd | 132 | supercritical | operating | 2023 | N/A | N/A | 21.9791 | 91.8889 | bangladesh
stg development group | 66 | supercritical | operating | 2023 | N/A | N/A | 21.9791 | 91.8889 | bangladesh
s. alam cold rolled steels ltd | 462 | supercritical | operating | 2023 | N/A | N/A | 21.9791 | 91.8889 | bangladesh
bangladesh power development board | 125 | subcritical | operating | 2006 | N/A | N/A | 25.5538 | 88.9486 | bangladesh
bangladesh power development board | 125 | subcritical | operating | 2006 | N/A | N/A | 25.5538 | 88.9486 | bangladesh
bangladesh power development board | 275 | subcritical | operating | 2018 | N/A | N/A | 25.5534 | 88.9505 | bangladesh
barisal electric power co ltd | 350 | supercritical | operating | 2022 | N/A | N/A | 21.961 | 90.0627 | bangladesh
barisal electric power co ltd | 350 | supercritical | pre-permit | N/A | N/A | N/A | 21.961 | 90.0627 | bangladesh
s. alam cold rolled steels ltd | 108.5 | unknown | cancelled | N/A | N/A | N/A | 22.6903 | 90.6525 | bangladesh
lanco infratech ltd | 108.5 | unknown | cancelled | N/A | N/A | N/A | 22.6903 | 90.6525 | bangladesh
power construction corporation of china ltd | 660 | ultra-supercritical | cancelled | N/A | N/A | N/A | 21.55 | 91.95 | bangladesh
orion group | 283 | unknown | cancelled | N/A | N/A | N/A | 22.3242 | 91.8622 | bangladesh
coal power generation company bangladesh ltd | 600 | ultra-supercritical | cancelled | N/A | N/A | N/A | 21.6231 | 91.9037 | bangladesh
coal power generation company bangladesh ltd | 600 | ultra-supercritical | cancelled | N/A | N/A | N/A | 21.6231 | 91.9037 | bangladesh
power construction corporation of china ltd | 330 | unknown | cancelled | N/A | N/A | N/A | 23.5333 | 90.7167 | bangladesh
meghna group of industries ltd | 330 | unknown | cancelled | N/A | N/A | N/A | 23.5333 | 90.7167 | bangladesh
power construction corporation of china ltd | 330 | unknown | cancelled | N/A | N/A | N/A | 23.5333 | 90.7167 | bangladesh
meghna group of industries ltd | 330 | unknown | cancelled | N/A | N/A | N/A | 23.5333 | 90.7167 | bangladesh
north-west power generation co ltd | 1000 | ultra-supercritical | cancelled | 2032 | N/A | N/A | 25.4167 | 89.0833 | bangladesh
ashuganj power station co ltd | 660 | unknown | cancelled | N/A | N/A | N/A | 25.2979 | 89.594 | bangladesh
ashuganj power station co ltd | 660 | unknown | cancelled | N/A | N/A | N/A | 25.2979 | 89.594 | bangladesh
rural power co ltd | 350 | supercritical | cancelled | N/A | N/A | N/A | 23.524 | 90.6272 | bangladesh
orion power khulna ltd | 660 | supercritical | cancelled | N/A | N/A | N/A | 22.5712 | 89.5662 | bangladesh
b-r powergen ltd | 660 | ultra-supercritical | cancelled | 2030 | N/A | N/A | 21.6231 | 91.9037 | bangladesh
b-r powergen ltd | 660 | ultra-supercritical | cancelled | 2030 | N/A | N/A | 21.6231 | 91.9037 | bangladesh
bangladesh power development board | 660 | ultra-supercritical | cancelled | N/A | N/A | N/A | 21.6291 | 91.9002 | bangladesh
bangladesh power development board | 660 | ultra-supercritical | cancelled | N/A | N/A | N/A | 21.6291 | 91.9002 | bangladesh
huadian chittagong | 660 | ultra-supercritical | cancelled | 2027 | N/A | N/A | 21.6341 | 91.8985 | bangladesh
huadian chittagong | 660 | ultra-supercritical | cancelled | 2027 | N/A | N/A | 21.6341 | 91.8985 | bangladesh
korea electric power corp | 660 | ultra-supercritical | cancelled | 2029 | N/A | N/A | 21.633 | 91.9019 | bangladesh
korea electric power corp | 660 | ultra-supercritical | cancelled | 2029 | N/A | N/A | 21.633 | 91.9019 | bangladesh
bangladesh power development board | 330 | ultra-supercritical | cancelled | 2028 | N/A | N/A | 21.6231 | 91.9037 | bangladesh
sepcoiii electric power construction co ltd | 330 | ultra-supercritical | cancelled | 2028 | N/A | N/A | 21.6231 | 91.9037 | bangladesh
bangladesh power development board | 330 | ultra-supercritical | cancelled | 2028 | N/A | N/A | 21.6231 | 91.9037 | bangladesh
sepcoiii electric power construction co ltd | 330 | ultra-supercritical | cancelled | 2028 | N/A | N/A | 21.6231 | 91.9037 | bangladesh
cpgcbl/sembcorp jv | 700 | ultra-supercritical | cancelled | 2032 | N/A | N/A | 21.7069 | 91.891 | bangladesh
cpgcbl/sembcorp jv | 700 | ultra-supercritical | cancelled | 2023 | N/A | N/A | 21.7069 | 91.891 | bangladesh
coal power generation company bangladesh ltd | 600 | ultra-supercritical | announced | 2028 | N/A | N/A | 21.7018 | 91.8834 | bangladesh
coal power generation company bangladesh ltd | 600 | ultra-supercritical | announced | 2028 | N/A | N/A | 21.7018 | 91.8834 | bangladesh
coal power generation company bangladesh ltd | 600 | ultra-supercritical | operating | 2023 | N/A | N/A | 21.7018 | 91.8834 | bangladesh
coal power generation company bangladesh ltd | 600 | ultra-supercritical | operating | 2024 | N/A | N/A | 21.7018 | 91.8834 | bangladesh
orion power dhaka ltd | 635 | unknown | cancelled | 2022 | N/A | N/A | 23.4709 | 90.2717 | bangladesh
bangladesh steel re-rolling mills ltd | 150 | unknown | cancelled | N/A | N/A | N/A | 22.7717 | 91.575 | bangladesh
bangladesh steel re-rolling mills ltd | 150 | unknown | cancelled | N/A | N/A | N/A | 22.7717 | 91.575 | bangladesh
zhejiang jindun holding group co | 330 | unknown | cancelled | N/A | N/A | N/A | 22.7576 | 91.4695 | bangladesh
bangladesh power development board | 330 | unknown | cancelled | N/A | N/A | N/A | 22.7576 | 91.4695 | bangladesh
bangladesh power development board | 330 | unknown | cancelled | N/A | N/A | N/A | 22.7576 | 91.4695 | bangladesh
zhejiang jindun holding group co | 330 | unknown | cancelled | N/A | N/A | N/A | 22.7576 | 91.4695 | bangladesh
electricity generation company of bangladesh ltd | 400 | ultra-supercritical | cancelled | 2026 | N/A | N/A | 23.5419 | 90.5715 | bangladesh
electricity generation company of bangladesh ltd | 400 | ultra-supercritical | cancelled | 2027 | N/A | N/A | 23.5419 | 90.5715 | bangladesh
orion power unit-2 dhaka ltd | 700 | ultra-supercritical | pre-permit | 2030 | N/A | N/A | 23.6109 | 90.5934 | bangladesh
ashuganj power station co ltd | 660 | ultra-supercritical | cancelled | 2030 | N/A | N/A | 22.0565 | 90.3195 | bangladesh
ashuganj power station co ltd | 660 | ultra-supercritical | cancelled | 2030 | N/A | N/A | 22.0565 | 90.3195 | bangladesh
ashuganj power station co ltd | 330 | ultra-supercritical | cancelled | 2024 | N/A | N/A | 22.0565 | 90.3195 | bangladesh
china energy engineering corp ltd | 330 | ultra-supercritical | cancelled | 2024 | N/A | N/A | 22.0565 | 90.3195 | bangladesh
ashuganj power station co ltd | 330 | ultra-supercritical | cancelled | 2024 | N/A | N/A | 22.0565 | 90.3195 | bangladesh
china energy engineering corp ltd | 330 | ultra-supercritical | cancelled | 2024 | N/A | N/A | 22.0565 | 90.3195 | bangladesh
rural power co ltd | 330 | unknown | cancelled | 2031 | N/A | N/A | 22.0251 | 90.3123 | bangladesh
norinco | 330 | unknown | cancelled | 2031 | N/A | N/A | 22.0251 | 90.3123 | bangladesh
rural power co ltd | 330 | unknown | cancelled | 2031 | N/A | N/A | 22.0251 | 90.3123 | bangladesh
norinco | 330 | unknown | cancelled | 2031 | N/A | N/A | 22.0251 | 90.3123 | bangladesh
norinco | 330 | ultra-supercritical | construction | 2025 | N/A | N/A | 22.0251 | 90.3123 | bangladesh
rural power co ltd | 330 | ultra-supercritical | construction | 2025 | N/A | N/A | 22.0251 | 90.3123 | bangladesh
norinco | 330 | ultra-supercritical | construction | 2025 | N/A | N/A | 22.0251 | 90.3123 | bangladesh
rural power co ltd | 330 | ultra-supercritical | construction | 2025 | N/A | N/A | 22.0251 | 90.3123 | bangladesh
bangladesh-china power co ltd | 660 | ultra-supercritical | construction | 2025 | N/A | N/A | 22 | 90.3057 | bangladesh
bangladesh-china power co ltd | 660 | ultra-supercritical | construction | 2026 | N/A | N/A | 22 | 90.3057 | bangladesh
bangladesh-china power co ltd | 660 | ultra-supercritical | operating | 2020 | N/A | N/A | 22 | 90.3057 | bangladesh
bangladesh-china power co ltd | 660 | ultra-supercritical | operating | 2020 | N/A | N/A | 22 | 90.3057 | bangladesh
mitsui & co ltd | 650 | ultra-supercritical | cancelled | 2030 | N/A | N/A | 21.8138 | 91.9395 | bangladesh
mitsui & co ltd | 650 | ultra-supercritical | cancelled | 2030 | N/A | N/A | 21.8138 | 91.9395 | bangladesh
mitsui & co ltd | 650 | ultra-supercritical | cancelled | 2025 | N/A | N/A | 21.8138 | 91.9395 | bangladesh
mitsui & co ltd | 650 | ultra-supercritical | cancelled | 2025 | N/A | N/A | 21.8138 | 91.9395 | bangladesh
asia energy corporation (bangladesh) pty ltd | 1000 | unknown | cancelled | N/A | N/A | N/A | 25.9469 | 89.5532 | bangladesh
gcm resources plc | 500 | ultra-supercritical | cancelled | N/A | N/A | N/A | 25.9469 | 89.5532 | bangladesh
china energy engineering corp ltd | 500 | ultra-supercritical | cancelled | N/A | N/A | N/A | 25.9469 | 89.5532 | bangladesh
gcm resources plc | 500 | ultra-supercritical | cancelled | N/A | N/A | N/A | 25.9469 | 89.5532 | bangladesh
china energy engineering corp ltd | 500 | ultra-supercritical | cancelled | N/A | N/A | N/A | 25.9469 | 89.5532 | bangladesh
power construction corporation of china ltd | 500 | ultra-supercritical | announced | N/A | N/A | N/A | 25.9469 | 89.5532 | bangladesh
gcm resources plc | 500 | ultra-supercritical | announced | N/A | N/A | N/A | 25.9469 | 89.5532 | bangladesh
power construction corporation of china ltd | 500 | ultra-supercritical | announced | N/A | N/A | N/A | 25.9469 | 89.5532 | bangladesh
gcm resources plc | 500 | ultra-supercritical | announced | N/A | N/A | N/A | 25.9469 | 89.5532 | bangladesh
gcm resources plc | 500 | ultra-supercritical | announced | N/A | N/A | N/A | 25.9469 | 89.5532 | bangladesh
power construction corporation of china ltd | 500 | ultra-supercritical | announced | N/A | N/A | N/A | 25.9469 | 89.5532 | bangladesh
gcm resources plc | 500 | ultra-supercritical | announced | N/A | N/A | N/A | 25.9469 | 89.5532 | bangladesh
power construction corporation of china ltd | 500 | ultra-supercritical | announced | N/A | N/A | N/A | 25.9469 | 89.5532 | bangladesh
bangladesh india friendship power company pvt ltd | 660 | supercritical | operating | 2022 | N/A | N/A | 22.5925 | 89.5564 | bangladesh
bangladesh india friendship power company pvt ltd | 660 | supercritical | operating | 2024 | N/A | N/A | 22.5925 | 89.5564 | bangladesh
bangladesh india friendship power company pvt ltd | 660 | unknown | cancelled | N/A | N/A | N/A | 22.5925 | 89.5564 | bangladesh
bangladesh india friendship power company pvt ltd | 660 | unknown | cancelled | N/A | N/A | N/A | 22.5925 | 89.5564 | bangladesh
sena kalyan sangstha | 660 | ultra-supercritical | cancelled | N/A | N/A | N/A | 21.989 | 90.2792 | bangladesh
sena kalyan sangstha | 660 | ultra-supercritical | cancelled | N/A | N/A | N/A | 21.989 | 90.2792 | bangladesh
to be determined | 400 | unknown | cancelled | N/A | N/A | N/A | 51.7894 | 28.3214 | belarus
ki one sa | 1000 | unknown | cancelled | N/A | N/A | N/A | 53.15 | 24.8167 | belarus
electrabel nv/sa | 125 | unknown | retired | 1968 | 2009 | N/A | 50.4304 | 4.3955 | belgium
electrabel nv/sa | 127 | unknown | retired | 1968 | 2009 | N/A | 50.4304 | 4.3955 | belgium
e.on se | 1100 | unknown | cancelled | 2010 | N/A | N/A | 51.2192 | 4.4029 | belgium
engie sa | 125 | subcritical | retired | 1967 | 2006 | N/A | 50.5851 | 5.418 | belgium
electrabel nv/sa | 300 | subcritical | retired | 1973 | 2013 | N/A | 50.5851 | 5.418 | belgium
electrabel nv/sa | 92 | subcritical | retired | 1958 | 2010 | N/A | 50.42 | 4.556 | belgium
electrabel nv/sa | 110 | subcritical | retired | 1958 | 2010 | N/A | 50.42 | 4.556 | belgium
eneco zuid nederland bv | 280 | subcritical | retired | 1973 | 2016 | N/A | 50.9403 | 5.4918 | belgium
eneco zuid nederland bv | 280 | subcritical | retired | 1974 | 2016 | N/A | 50.9403 | 5.4918 | belgium
electrabel nv/sa | 124 | unknown | retired | 1963 | 2010 | N/A | 51.2234 | 5.099 | belgium
electrabel nv/sa | 131 | unknown | retired | 1967 | 2010 | N/A | 51.2234 | 5.099 | belgium
electrabel nv/sa | 50 | unknown | retired | 1949 | 2006 | N/A | 50.4034 | 4.3844 | belgium
electrabel nv/sa | 116 | unknown | retired | 1964 | 2006 | N/A | 50.4034 | 4.3844 | belgium
electrabel nv/sa | 50 | unknown | retired | 1949 | 2006 | N/A | 50.4034 | 4.3844 | belgium
engie sa | 133 | subcritical | retired | 1964 | 2001 | N/A | 51.1339 | 3.7767 | belgium
electrabel nv/sa | 130 | subcritical | retired | 1966 | 2012 | N/A | 50.7834 | 3.4884 | belgium
electrabel nv/sa | 130 | subcritical | retired | 1967 | 2012 | N/A | 50.7834 | 3.4884 | belgium
electrabel nv/sa | 290 | subcritical | retired | 1973 | 2013 | N/A | 50.7834 | 3.4884 | belgium
electrabel nv/sa | 136 | subcritical | retired | 1966 | 2000 | N/A | 51.1233 | 4.2728 | belgium
electrabel nv/sa | 136 | subcritical | retired | 1966 | 2000 | N/A | 51.1233 | 4.2728 | belgium
rmu banovici dd | 350 | supercritical | shelved | N/A | N/A | N/A | 44.4 | 18.5333 | bosnia and herzegovina
elektroprivreda bih dd | 300 | unknown | cancelled | 2030 | N/A | N/A | 44.05 | 17.45 | bosnia and herzegovina
elektroprivreda bih dd | 300 | unknown | cancelled | N/A | N/A | N/A | 44.05 | 17.45 | bosnia and herzegovina
rudnik i termoelektrana gacko ad | 300 | supercritical | operating | 1983 | N/A | N/A | 43.1721 | 18.5116 | bosnia and herzegovina
gacko thermal power plant, development and investment doo | 350 | supercritical | pre-permit | N/A | N/A | N/A | 43.1723 | 18.5127 | bosnia and herzegovina
aluminij industries doo | 250 | unknown | cancelled | N/A | N/A | N/A | 43.333 | 17.8 | bosnia and herzegovina
elektroprivreda hzhb mostar dd | 250 | unknown | cancelled | N/A | N/A | N/A | 43.333 | 17.8 | bosnia and herzegovina
elektroprivreda bih dd | 110 | subcritical | operating | 1969 | N/A | 2028 | 44.0896 | 18.1139 | bosnia and herzegovina
elektroprivreda bih dd | 110 | subcritical | operating | 1977 | N/A | N/A | 44.0896 | 18.1139 | bosnia and herzegovina
elektroprivreda bih dd | 230 | unknown | operating | 1988 | N/A | N/A | 44.0896 | 18.1139 | bosnia and herzegovina
elektroprivreda bih dd | 300 | unknown | shelved | 2028 | N/A | N/A | 44.0897 | 18.1144 | bosnia and herzegovina
elektroprivreda bih dd | 300 | unknown | cancelled | 2032 | N/A | N/A | 44.0897 | 18.1144 | bosnia and herzegovina
rmu kamengrad dd | 215 | unknown | cancelled | N/A | N/A | N/A | 44.7667 | 16.6667 | bosnia and herzegovina
rmu kamengrad dd | 215 | unknown | cancelled | N/A | N/A | N/A | 44.7667 | 16.6667 | bosnia and herzegovina
elektroprivreda hzhb mostar dd | 275 | subcritical | cancelled | N/A | N/A | N/A | 43.6461 | 17.3314 | bosnia and herzegovina
elektroprivreda hzhb mostar dd | 275 | subcritical | cancelled | N/A | N/A | N/A | 43.6461 | 17.3314 | bosnia and herzegovina
to be determined | 110 | unknown | cancelled | N/A | N/A | N/A | 43.5183 | 18.6521 | bosnia and herzegovina
to be determined | 110 | unknown | cancelled | N/A | N/A | N/A | 43.5183 | 18.6521 | bosnia and herzegovina
eft rudnik i termoelektrana stanari doo | 300 | subcritical | operating | 2016 | N/A | N/A | 44.7593 | 17.8232 | bosnia and herzegovina
elektroprivreda bih dd | 100 | subcritical | operating | 1966 | N/A | 2024 | 44.521 | 18.6064 | bosnia and herzegovina
elektroprivreda bih dd | 210 | subcritical | operating | 1971 | N/A | 2028 | 44.521 | 18.6064 | bosnia and herzegovina
elektroprivreda bih dd | 200 | subcritical | operating | 1974 | N/A | N/A | 44.521 | 18.6064 | bosnia and herzegovina
elektroprivreda bih dd | 230 | subcritical | operating | 1978 | N/A | N/A | 44.521 | 18.6064 | bosnia and herzegovina
elektroprivreda bih dd | 450 | supercritical | cancelled | 2019 | N/A | N/A | 44.52 | 18.6061 | bosnia and herzegovina
elektroprivreda bih dd | 450 | unknown | cancelled | 2027 | N/A | N/A | 44.52 | 18.6061 | bosnia and herzegovina
comsar energy republika sprska doo | 350 | unknown | pre-permit | N/A | N/A | N/A | 44.6834 | 18.9685 | bosnia and herzegovina
comsar energy republika sprska doo | 350 | unknown | pre-permit | N/A | N/A | N/A | 44.6834 | 18.9685 | bosnia and herzegovina
rudnik i termoelektrana ugljevik ad | 300 | supercritical | operating | 1985 | N/A | N/A | 44.6822 | 18.9674 | bosnia and herzegovina
jindal (bvi) ltd | 300 | unknown | cancelled | N/A | N/A | N/A | -23.6093 | 26.775 | botswana
mulilo group holdings pty ltd | 75 | unknown | shelved | N/A | N/A | N/A | -21.1736 | 27.5125 | botswana
shumba energy ltd | 75 | unknown | shelved | N/A | N/A | N/A | -21.1736 | 27.5125 | botswana
mulilo group holdings pty ltd | 75 | unknown | shelved | N/A | N/A | N/A | -21.1736 | 27.5125 | botswana
shumba energy ltd | 75 | unknown | shelved | N/A | N/A | N/A | -21.1736 | 27.5125 | botswana
shumba energy ltd | 75 | unknown | shelved | N/A | N/A | N/A | -21.1736 | 27.5125 | botswana
mulilo group holdings pty ltd | 75 | unknown | shelved | N/A | N/A | N/A | -21.1736 | 27.5125 | botswana
shumba energy ltd | 75 | unknown | shelved | N/A | N/A | N/A | -21.1736 | 27.5125 | botswana
mulilo group holdings pty ltd | 75 | unknown | shelved | N/A | N/A | N/A | -21.1736 | 27.5125 | botswana
mmamabula power plant development pty ltd | 800 | unknown | cancelled | N/A | N/A | N/A | -23.62 | 26.71 | botswana
mmamabula power plant development pty ltd | 800 | unknown | cancelled | N/A | N/A | N/A | -23.62 | 26.71 | botswana
mmamabula power plant development pty ltd | 800 | unknown | cancelled | N/A | N/A | N/A | -23.62 | 26.71 | botswana
mmamabula power plant development pty ltd | 300 | unknown | cancelled | N/A | N/A | N/A | -23.62 | 26.71 | botswana
mmamabula power plant development pty ltd | 300 | unknown | cancelled | N/A | N/A | N/A | -23.62 | 26.71 | botswana
jindal energy (botswana) pty ltd | 150 | subcritical | pre-permit | 2026 | N/A | N/A | -23.62 | 26.71 | botswana
jindal energy (botswana) pty ltd | 150 | subcritical | pre-permit | 2027 | N/A | N/A | -23.62 | 26.71 | botswana
jindal energy (botswana) pty ltd | 150 | unknown | pre-permit | 2027 | N/A | N/A | -23.62 | 26.71 | botswana
jindal energy (botswana) pty ltd | 150 | unknown | pre-permit | 2027 | N/A | N/A | -23.62 | 26.71 | botswana
african energy ltd | 600 | unknown | shelved | N/A | N/A | N/A | -23.6093 | 26.775 | botswana
alma metals ltd | 600 | unknown | cancelled | N/A | N/A | N/A | -24.4021 | 26.5732 | botswana
glc-cic mookane power holdings | 150 | subcritical | cancelled | N/A | N/A | N/A | -23.6875 | 26.6614 | botswana
glc-cic mookane power holdings | 150 | subcritical | cancelled | N/A | N/A | N/A | -23.6875 | 26.6614 | botswana
botswana power corp | 33 | subcritical | operating | 1986 | N/A | 2027 | -22.5195 | 27.037 | botswana
botswana power corp | 33 | subcritical | operating | 1986 | N/A | 2027 | -22.5195 | 27.037 | botswana
botswana power corp | 33 | subcritical | operating | 1987 | N/A | 2027 | -22.5195 | 27.037 | botswana
botswana power corp | 33 | subcritical | operating | 1989 | N/A | 2027 | -22.5195 | 27.037 | botswana
botswana power corp | 150 | subcritical | operating | 2013 | N/A | N/A | -22.5223 | 27.0488 | botswana
botswana power corp | 150 | subcritical | operating | 2013 | N/A | N/A | -22.5223 | 27.0488 | botswana
botswana power corp | 150 | subcritical | operating | 2014 | N/A | N/A | -22.5223 | 27.0488 | botswana
botswana power corp | 150 | subcritical | operating | 2014 | N/A | N/A | -22.5223 | 27.0488 | botswana
botswana power corp | 150 | subcritical | cancelled | N/A | N/A | N/A | -22.5223 | 27.0488 | botswana
botswana power corp | 150 | subcritical | cancelled | N/A | N/A | N/A | -22.5223 | 27.0488 | botswana
botswana power corp | 150 | subcritical | cancelled | N/A | N/A | N/A | -22.5223 | 27.0488 | botswana
botswana power corp | 150 | subcritical | cancelled | N/A | N/A | N/A | -22.5223 | 27.0488 | botswana
energy & natural resource corp | 150 | supercritical | shelved | N/A | N/A | N/A | -22.55 | 27.1333 | botswana
energy & natural resource corp | 150 | supercritical | cancelled | N/A | N/A | N/A | -22.55 | 27.1333 | botswana
energy & natural resource corp | 150 | supercritical | cancelled | N/A | N/A | N/A | -22.55 | 27.1333 | botswana
energy & natural resource corp | 150 | supercritical | cancelled | N/A | N/A | N/A | -22.55 | 27.1333 | botswana
shumba energy ltd | 150 | subcritical | cancelled | N/A | N/A | N/A | -22.55 | 27.1333 | botswana
shumba energy ltd | 150 | subcritical | cancelled | N/A | N/A | N/A | -22.55 | 27.1333 | botswana
african energy ltd | 225 | unknown | shelved | N/A | N/A | N/A | -21.3788 | 27.4405 | botswana
african energy ltd | 225 | unknown | shelved | N/A | N/A | N/A | -21.3788 | 27.4405 | botswana
eneva sa | 700 | unknown | cancelled | N/A | N/A | N/A | -22.9083 | -43.1964 | brazil
eneva sa | 700 | unknown | cancelled | N/A | N/A | N/A | -22.9083 | -43.1964 | brazil
eneva sa | 700 | unknown | cancelled | N/A | N/A | N/A | -22.9083 | -43.1964 | brazil
glencore plc | 15.6 | subcritical | operating | 2010 | N/A | 2030 | -1.5699 | -48.7545 | brazil
small shareholder(s) | 4.16 | subcritical | operating | 2010 | N/A | 2030 | -1.5699 | -48.7545 | brazil
hydro alunorte bv | 32.24 | subcritical | operating | 2010 | N/A | 2030 | -1.5699 | -48.7545 | brazil
glencore plc | 15.6 | subcritical | operating | 2010 | N/A | 2030 | -1.5699 | -48.7545 | brazil
hydro alunorte bv | 32.24 | subcritical | operating | 2010 | N/A | 2030 | -1.5699 | -48.7545 | brazil
small shareholder(s) | 4.16 | subcritical | operating | 2010 | N/A | 2030 | -1.5699 | -48.7545 | brazil
vale sa | 300 | subcritical | cancelled | N/A | N/A | N/A | -1.5058 | -48.6258 | brazil
vale sa | 300 | subcritical | cancelled | N/A | N/A | N/A | -1.5058 | -48.6258 | brazil
engie brasil energia sa | 72 | subcritical | retired | 1962 | 2016 | N/A | -29.9513 | -51.6224 | brazil
ctsul central termoelétrica sul sa | 650 | unknown | cancelled | N/A | N/A | N/A | -29.5151 | -51.9933 | brazil
eneva sa | 360 | subcritical | operating | 2013 | N/A | 2040 | -2.5873 | -44.3384 | brazil
electra jacui | 350 | subcritical | cancelled | N/A | N/A | N/A | -29.9667 | -51.6333 | brazil
diamante geração de energia ltda | 50 | subcritical | operating | 1965 | N/A | 2040 | -28.4521 | -48.9685 | brazil
diamante geração de energia ltda | 50 | subcritical | operating | 1967 | N/A | 2040 | -28.4521 | -48.9685 | brazil
diamante geração de energia ltda | 66 | subcritical | operating | 1974 | N/A | 2040 | -28.4521 | -48.9685 | brazil
diamante geração de energia ltda | 66 | subcritical | operating | 1973 | N/A | 2040 | -28.4521 | -48.9685 | brazil
diamante geração de energia ltda | 131 | subcritical | operating | 1979 | N/A | 2040 | -28.4521 | -48.9685 | brazil
diamante geração de energia ltda | 131 | subcritical | operating | 1982 | N/A | 2040 | -28.4521 | -48.9685 | brazil
diamante geração de energia ltda | 363 | subcritical | operating | 1996 | N/A | 2040 | -28.4521 | -48.9685 | brazil
edp brasil sa | 350 | unknown | cancelled | N/A | N/A | N/A | -2.528 | -44.3044 | brazil
energias da campanha ltda | 363 | supercritical | shelved | 2027 | N/A | N/A | -31.6 | -53.7333 | brazil
energias da campanha ltda | 363 | supercritical | shelved | 2027 | N/A | N/A | -31.6 | -53.7333 | brazil
grafito | 172.5 | CFB | operating | 2019 | N/A | 2044 | -31.4506 | -53.7769 | brazil
perfin space x | 172.5 | CFB | operating | 2019 | N/A | 2044 | -31.4506 | -53.7769 | brazil
engie brasil energia sa | 340 | unknown | shelved | N/A | N/A | N/A | -31.4506 | -53.7769 | brazil
ouro negro energia sa | 300 | unknown | permitted | 2026 | N/A | N/A | -31.7329 | -53.5857 | brazil
ouro negro energia sa | 300 | unknown | permitted | 2026 | N/A | N/A | -31.7329 | -53.5857 | brazil
eneva sa | 365 | subcritical | operating | 2013 | N/A | 2040 | -3.5827 | -38.875 | brazil
edp brasil sa | 72 | subcritical | operating | 2012 | N/A | 2028 | -3.5827 | -38.875 | brazil
mercurio gestora de recursos ltda | 288 | subcritical | operating | 2012 | N/A | 2028 | -3.5827 | -38.875 | brazil
edp brasil sa | 72 | subcritical | operating | 2013 | N/A | 2028 | -3.5827 | -38.875 | brazil
mercurio gestora de recursos ltda | 288 | subcritical | operating | 2013 | N/A | 2028 | -3.5827 | -38.875 | brazil
âmbar energia sa | 63 | subcritical | retired | 1974 | 2017 | N/A | -31.5514 | -53.683 | brazil
âmbar energia sa | 63 | subcritical | retired | 1974 | 2017 | N/A | -31.5514 | -53.683 | brazil
âmbar energia sa | 160 | subcritical | retired | 1986 | 2017 | N/A | -31.5514 | -53.683 | brazil
âmbar energia sa | 160 | subcritical | retired | 1987 | 2017 | N/A | -31.5514 | -53.683 | brazil
âmbar energia sa | 350 | subcritical | operating | 2010 | N/A | N/A | -31.5514 | -53.6828 | brazil
consorcio alumar | 38 | subcritical | retired | 2009 | 2024 | N/A | -2.5283 | -44.3044 | brazil
consorcio alumar | 38 | subcritical | retired | 2009 | 2024 | N/A | -2.5283 | -44.3044 | brazil
copelmi mineração ltda | 300 | subcritical | cancelled | N/A | N/A | N/A | -31.4544 | -53.7464 | brazil
copelmi mineração ltda | 300 | subcritical | cancelled | N/A | N/A | N/A | -31.4544 | -53.7464 | brazil
carbonifera metropolitana sa | 340 | subcritical | cancelled | N/A | N/A | N/A | -28.5167 | -49.4667 | brazil
hengyi industrial (brunei) co ltd | 55 | unknown | operating | 2019 | N/A | N/A | 5.0006 | 115.123 | brunei
hengyi industrial (brunei) co ltd | 55 | unknown | operating | 2019 | N/A | N/A | 5.0006 | 115.123 | brunei
hengyi industrial (brunei) co ltd | 55 | unknown | operating | 2019 | N/A | N/A | 5.0006 | 115.123 | brunei
hengyi industrial (brunei) co ltd | 55 | unknown | operating | 2019 | N/A | N/A | 5.0006 | 115.123 | brunei
konsorcium energia mk ad | 210 | subcritical | operating | 1973 | N/A | N/A | 42.2858 | 23.0328 | bulgaria
konsorcium energia mk ad | 210 | subcritical | operating | 1974 | N/A | N/A | 42.2858 | 23.0328 | bulgaria
konsorcium energia mk ad | 210 | subcritical | operating | 1975 | N/A | N/A | 42.2858 | 23.0328 | bulgaria
konsorcium energia mk ad | 200 | subcritical | cancelled | N/A | N/A | N/A | 42.2858 | 23.0328 | bulgaria
konsorcium energia mk ad | 200 | subcritical | cancelled | N/A | N/A | N/A | 42.2858 | 23.0328 | bulgaria
brikel ead | 50 | subcritical | operating | 1959 | N/A | N/A | 42.1546 | 25.9068 | bulgaria
brikel ead | 50 | subcritical | operating | 1961 | N/A | N/A | 42.1546 | 25.9068 | bulgaria
brikel ead | 50 | subcritical | operating | 1961 | N/A | N/A | 42.1546 | 25.9068 | bulgaria
brikel ead | 50 | subcritical | operating | 1962 | N/A | N/A | 42.1546 | 25.9068 | bulgaria
brikel ead | 50 | subcritical | mothballed | 1962 | N/A | N/A | 42.1546 | 25.9068 | bulgaria
brikel ead | 50 | subcritical | mothballed | 1962 | N/A | N/A | 42.1546 | 25.9068 | bulgaria
deven ad | 121 | subcritical | operating | 2009 | N/A | N/A | 43.1964 | 27.6327 | bulgaria
deven ad | 53 | unknown | operating | 2017 | N/A | N/A | 43.1964 | 27.6327 | bulgaria
enemona ad | 400 | unknown | cancelled | 2011 | N/A | N/A | 43.7825 | 23.2175 | bulgaria
tec maritsa 3 ad | 120 | subcritical | mothballed | 1971 | N/A | N/A | 42.0519 | 25.6233 | bulgaria
aes corp | 345 | unknown | operating | 2011 | N/A | N/A | 42.1573 | 25.9084 | bulgaria
aes corp | 345 | unknown | operating | 2011 | N/A | N/A | 42.1573 | 25.9084 | bulgaria
tpp maritsa east 2 ead | 177 | subcritical | operating | 1966 | N/A | N/A | 42.2541 | 26.134 | bulgaria
tpp maritsa east 2 ead | 280 | unknown | cancelled | N/A | N/A | N/A | 42.2541 | 26.134 | bulgaria
tpp maritsa east 2 ead | 165 | subcritical | operating | 1967 | N/A | N/A | 42.2541 | 26.134 | bulgaria
tpp maritsa east 2 ead | 177 | subcritical | operating | 1967 | N/A | N/A | 42.2541 | 26.134 | bulgaria
tpp maritsa east 2 ead | 177 | subcritical | operating | 1968 | N/A | N/A | 42.2541 | 26.134 | bulgaria
tpp maritsa east 2 ead | 210 | subcritical | operating | 1985 | N/A | N/A | 42.2541 | 26.134 | bulgaria
tpp maritsa east 2 ead | 232 | subcritical | operating | 1985 | N/A | N/A | 42.2541 | 26.134 | bulgaria
tpp maritsa east 2 ead | 232 | subcritical | operating | 1990 | N/A | N/A | 42.2541 | 26.134 | bulgaria
tpp maritsa east 2 ead | 232 | subcritical | operating | 1995 | N/A | N/A | 42.2541 | 26.134 | bulgaria
tpp maritsa east 2 ead | 280 | unknown | cancelled | N/A | N/A | N/A | 42.2541 | 26.134 | bulgaria
contour global maritsa iztok 3 ad | 227 | subcritical | operating | 1978 | N/A | N/A | 42.145 | 26.003 | bulgaria
contour global maritsa iztok 3 ad | 227 | subcritical | operating | 1979 | N/A | N/A | 42.145 | 26.003 | bulgaria
contour global maritsa iztok 3 ad | 227 | subcritical | operating | 1980 | N/A | N/A | 42.145 | 26.003 | bulgaria
contour global maritsa iztok 3 ad | 227 | subcritical | operating | 1981 | N/A | N/A | 42.145 | 26.003 | bulgaria
natsionalna elektricheska kompania ead | 350 | supercritical | cancelled | 2011 | N/A | N/A | 42.1444 | 26.0033 | bulgaria
enel spa | 350 | supercritical | cancelled | 2011 | N/A | N/A | 42.1444 | 26.0033 | bulgaria
rwe ag | 300 | unknown | cancelled | N/A | N/A | N/A | 42.1444 | 26.0033 | bulgaria
mariza iztok mining co | 300 | unknown | cancelled | N/A | N/A | N/A | 42.1444 | 26.0033 | bulgaria
toplofikacia pernik ead | 105 | subcritical | operating | 1951 | N/A | N/A | 42.6071 | 23.0787 | bulgaria
toplofikacia ruse ead | 30 | subcritical | mothballed | 1964 | N/A | N/A | 43.8667 | 26.01 | bulgaria
toplofikacia ruse ead | 30 | subcritical | mothballed | 1964 | N/A | N/A | 43.8667 | 26.01 | bulgaria
toplofikacia ruse ead | 110 | subcritical | mothballed | 1966 | N/A | N/A | 43.8667 | 26.01 | bulgaria
toplofikacia ruse ead | 110 | subcritical | operating | 1971 | N/A | N/A | 43.8667 | 26.01 | bulgaria
toplofikacia ruse ead | 60 | subcritical | operating | 1985 | N/A | N/A | 43.8667 | 26.01 | bulgaria
toplofikacia ruse ead | 60 | subcritical | operating | 1985 | N/A | N/A | 43.8667 | 26.01 | bulgaria
toplofikacia sliven ead | 30 | unknown | operating | 1969 | N/A | N/A | 42.6548 | 26.3259 | bulgaria
toplofikacia sliven ead | 30 | unknown | mothballed | 1969 | N/A | N/A | 42.6548 | 26.3259 | bulgaria
svilosa ad | 60 | subcritical | retired | 1971 | 2004 | N/A | 43.6423 | 25.305 | bulgaria
svilosa ad | 60 | subcritical | retired | 1972 | 2004 | N/A | 43.6423 | 25.305 | bulgaria
tpp varna ead | 210 | unknown | retired | 1968 | 2015 | N/A | 43.1948 | 27.7655 | bulgaria
tpp varna ead | 210 | unknown | retired | 1968 | 2015 | N/A | 43.1948 | 27.7655 | bulgaria
tpp varna ead | 210 | unknown | retired | 1969 | 2015 | N/A | 43.1948 | 27.7655 | bulgaria
tpp varna ead | 210 | unknown | retired | 1978 | 2013 | N/A | 43.1948 | 27.7655 | bulgaria
tpp varna ead | 210 | unknown | retired | 1978 | 2014 | N/A | 43.1948 | 27.7655 | bulgaria
tpp varna ead | 210 | unknown | retired | 1978 | 2015 | N/A | 43.1948 | 27.7655 | bulgaria
vidachim ad | 60 | subcritical | mothballed | 1970 | N/A | N/A | 43.9484 | 22.8509 | bulgaria
vidachim ad | 60 | subcritical | mothballed | 1970 | N/A | N/A | 43.9484 | 22.8509 | bulgaria
botum sakor energy co ltd | 350 | unknown | cancelled | 2025 | N/A | N/A | 10.8929 | 103.3898 | cambodia
botum sakor energy co ltd | 350 | unknown | cancelled | 2025 | N/A | N/A | 10.8929 | 103.3898 | cambodia
oddormeanchey power industrial co ltd | 132.5 | subcritical | construction | 2023 | N/A | N/A | 14.2301 | 104.2693 | cambodia
oddormeanchey power industrial co ltd | 132.5 | subcritical | construction | 2023 | N/A | N/A | 14.2301 | 104.2693 | cambodia
to be determined | 135 | unknown | cancelled | N/A | N/A | N/A | 10.7882 | 103.7621 | cambodia
to be determined | 135 | unknown | cancelled | N/A | N/A | N/A | 10.7882 | 103.7621 | cambodia
to be determined | 135 | unknown | cancelled | N/A | N/A | N/A | 10.7882 | 103.7621 | cambodia
to be determined | 135 | unknown | cancelled | N/A | N/A | N/A | 10.7882 | 103.7621 | cambodia
to be determined | 2400 | unknown | cancelled | N/A | N/A | N/A | 11.3992 | 103.4947 | cambodia
dragon power | 200 | subcritical | cancelled | N/A | N/A | N/A | 12.8506 | 102.6094 | cambodia
cambodian energy ltd | 50 | subcritical | operating | 2014 | N/A | N/A | 10.7402 | 103.5808 | cambodia
cambodian energy ltd | 50 | subcritical | operating | 2014 | N/A | N/A | 10.7402 | 103.5808 | cambodia
cambodian energy ii co ltd | 150 | ultra-supercritical | operating | 2020 | N/A | N/A | 10.7402 | 103.5808 | cambodia
ciidg erdos hongjun electric power co ltd | 135 | subcritical | operating | 2014 | N/A | N/A | 10.7326 | 103.5835 | cambodia
ciidg erdos hongjun electric power co ltd | 135 | subcritical | operating | 2015 | N/A | N/A | 10.7326 | 103.5835 | cambodia
ciidg erdos hongjun electric power co ltd | 135 | subcritical | operating | 2017 | N/A | N/A | 10.7326 | 103.5835 | cambodia
ciidg erdos hongjun electric power co ltd | 135 | subcritical | cancelled | N/A | N/A | N/A | 10.7326 | 103.5835 | cambodia
ciidg erdos hongjun electric power co ltd | 135 | subcritical | cancelled | N/A | N/A | N/A | 10.7326 | 103.5835 | cambodia
ciidg erdos hongjun electric power co ltd | 135 | subcritical | cancelled | N/A | N/A | N/A | 10.7326 | 103.5835 | cambodia
ciidg erdos hongjun electric power co ltd | 135 | subcritical | cancelled | N/A | N/A | N/A | 10.7326 | 103.5835 | cambodia
huadian sihanoukville power generation co ltd | 350 | supercritical | operating | 2022 | N/A | N/A | 10.7338 | 103.5962 | cambodia
huadian sihanoukville power generation co ltd | 350 | supercritical | operating | 2022 | N/A | N/A | 10.7338 | 103.5962 | cambodia
cambodian power & electric supply co ltd | 300 | unknown | cancelled | N/A | N/A | N/A | 10.6333 | 103.5 | cambodia
cambodian power & electric supply co ltd | 300 | unknown | cancelled | N/A | N/A | N/A | 10.6333 | 103.5 | cambodia
cambodian power & electric supply co ltd | 300 | unknown | cancelled | N/A | N/A | N/A | 10.6333 | 103.5 | cambodia
cambodian power & electric supply co ltd | 300 | unknown | cancelled | N/A | N/A | N/A | 10.6333 | 103.5 | cambodia
sihanoukville special economic zone co ltd | 50 | unknown | operating | 2021 | N/A | N/A | 10.629 | 103.6336 | cambodia
sihanoukville special economic zone co ltd | 50 | unknown | operating | 2022 | N/A | N/A | 10.629 | 103.6336 | cambodia
transalta generation partnership | 280 | subcritical | retired | 1970 | 2018 | N/A | 53.5074 | -114.559 | canada
transalta generation partnership | 280 | subcritical | retired | 1973 | 2018 | N/A | 53.5074 | -114.559 | canada
transalta generation partnership | 380 | subcritical | retired | 1976 | 2020 | N/A | 53.5074 | -114.559 | canada
transalta generation partnership | 433 | subcritical | retired | 1976 | 2022 | N/A | 53.5074 | -114.559 | canada
transalta generation partnership | 433 | subcritical | retired | 1977 | 2021 | N/A | 53.5074 | -114.559 | canada
transalta generation partnership | 422 | subcritical | retired | 1980 | 2021 | N/A | 53.5074 | -114.559 | canada
ontario power generation inc | 230 | subcritical | retired | 1985 | 2012 | N/A | 48.8381 | -91.5706 | canada
heartland generation ltd | 30 | subcritical | retired | 1956 | 2000 | N/A | 52.4693 | -112.1351 | canada
heartland generation ltd | 30 | subcritical | retired | 1964 | 2000 | N/A | 52.4693 | -112.1351 | canada
heartland generation ltd | 149 | subcritical | retired | 1969 | 2019 | N/A | 52.4693 | -112.1351 | canada
heartland generation ltd | 155 | subcritical | retired | 1975 | 2021 | N/A | 52.4693 | -112.1351 | canada
heartland generation ltd | 385 | subcritical | retired | 1981 | 2021 | N/A | 52.4693 | -112.1351 | canada
new brunswick energy marketing corp | 490 | subcritical | operating | 1993 | N/A | 2029 | 47.9061 | -65.8637 | canada
saskatchewan power corp | 62 | subcritical | retired | 1960 | 2013 | N/A | 49.0957 | -103.0304 | canada
saskatchewan power corp | 62 | subcritical | retired | 1960 | 2014 | N/A | 49.0957 | -103.0304 | canada
saskatchewan power corp | 110 | subcritical/CCS | operating | 2014 | N/A | 2044 | 49.0957 | -103.0304 | canada
saskatchewan power corp | 150 | subcritical | mothballed | 1970 | N/A | 2024 | 49.0957 | -103.0304 | canada
saskatchewan power corp | 150 | subcritical | mothballed | 1973 | N/A | 2024 | 49.0957 | -103.0304 | canada
saskatchewan power corp | 293 | subcritical | operating | 1978 | N/A | 2028 | 49.0957 | -103.0304 | canada
bow city power | 500 | supercritical | cancelled | N/A | N/A | N/A | 50.5642 | -111.8989 | canada
bow city power | 500 | supercritical | cancelled | N/A | N/A | N/A | 50.5642 | -111.8989 | canada
capital power corp | 430 | subcritical | retired | 1989 | 2024 | N/A | 53.3433 | -114.3048 | canada
capital power corp | 450 | subcritical | retired | 1994 | 2024 | N/A | 53.3433 | -114.3048 | canada
capital power corp | 466 | supercritical | retired | 2005 | 2023 | N/A | 53.3433 | -114.3048 | canada
new brunswick energy marketing corp | 60 | subcritical | retired | 1964 | 2010 | N/A | 46.0572 | -66.0051 | canada
maxim power corp | 150 | subcritical | retired | 1973 | 2023 | N/A | 54.0077 | -119.1036 | canada
maxim power corp | 500 | supercritical | cancelled | N/A | N/A | N/A | 54.0077 | -119.1036 | canada
transalta generation partnership | 403.2 | subcritical | retired | 1983 | 2021 | N/A | 53.4477 | -114.4515 | canada
transalta generation partnership | 403.2 | subcritical | retired | 1983 | 2021 | N/A | 53.4477 | -114.4515 | canada
transalta generation partnership | 495 | supercritical | retired | 2011 | 2021 | N/A | 53.4477 | -114.4515 | canada
ontario power generation inc | 300 | subcritical | retired | 1962 | 2005 | N/A | 43.5711 | -79.5517 | canada
ontario power generation inc | 300 | subcritical | retired | 1963 | 2005 | N/A | 43.5711 | -79.5517 | canada
ontario power generation inc | 300 | subcritical | retired | 1965 | 2005 | N/A | 43.5711 | -79.5517 | canada
ontario power generation inc | 300 | subcritical | retired | 1965 | 2005 | N/A | 43.5711 | -79.5517 | canada
ontario power generation inc | 300 | subcritical | retired | 1967 | 2005 | N/A | 43.5711 | -79.5517 | canada
ontario power generation inc | 300 | subcritical | retired | 1969 | 2005 | N/A | 43.5711 | -79.5517 | canada
ontario power generation inc | 300 | subcritical | retired | 1969 | 2005 | N/A | 43.5711 | -79.5517 | canada
ontario power generation inc | 300 | subcritical | retired | 1969 | 2005 | N/A | 43.5711 | -79.5517 | canada
ontario power generation inc | 500 | subcritical | retired | 1970 | 2010 | N/A | 42.7968 | -82.4692 | canada
ontario power generation inc | 500 | subcritical | retired | 1970 | 2010 | N/A | 42.7968 | -82.4692 | canada
ontario power generation inc | 500 | subcritical | retired | 1970 | 2013 | N/A | 42.7968 | -82.4692 | canada
ontario power generation inc | 500 | subcritical | retired | 1970 | 2013 | N/A | 42.7968 | -82.4692 | canada
nova scotia power inc | 158.2 | subcritical | operating | 1979 | N/A | 2029 | 46.2356 | -60.0383 | canada
nova scotia power inc | 158.2 | subcritical | operating | 1980 | N/A | 2027 | 46.2356 | -60.0383 | canada
nova scotia power inc | 158.2 | subcritical | operating | 1983 | N/A | 2029 | 46.2356 | -60.0383 | canada
nova scotia power inc | 158.2 | subcritical | operating | 1984 | N/A | 2029 | 46.2356 | -60.0383 | canada
manitoba hydro | 105 | subcritical | retired | 1969 | 2018 | N/A | 49.845 | -99.8898 | canada
ontario power generation inc | 490 | subcritical | retired | 1973 | 2011 | N/A | 42.7973 | -80.0516 | canada
ontario power generation inc | 490 | subcritical | retired | 1973 | 2011 | N/A | 42.7973 | -80.0516 | canada
ontario power generation inc | 490 | subcritical | retired | 1973 | 2010 | N/A | 42.7973 | -80.0516 | canada
ontario power generation inc | 490 | subcritical | retired | 1974 | 2010 | N/A | 42.7973 | -80.0516 | canada
ontario power generation inc | 500 | subcritical | retired | 1975 | 2013 | N/A | 42.7973 | -80.0516 | canada
ontario power generation inc | 500 | subcritical | retired | 1976 | 2013 | N/A | 42.7973 | -80.0516 | canada
ontario power generation inc | 512 | subcritical | retired | 1978 | 2013 | N/A | 42.7973 | -80.0516 | canada
ontario power generation inc | 512 | subcritical | retired | 1978 | 2013 | N/A | 42.7973 | -80.0516 | canada
nova scotia power inc | 165 | CFB | operating | 1993 | N/A | 2030 | 46.3216 | -60.33 | canada
nova scotia power inc | 150 | subcritical | operating | 1973 | N/A | 2028 | 45.5864 | -61.3477 | canada
saskatchewan power corp | 315 | subcritical | operating | 1980 | N/A | 2029 | 49.057 | -105.4851 | canada
saskatchewan power corp | 315 | subcritical | operating | 1983 | N/A | 2029 | 49.057 | -105.4851 | canada
saskatchewan power corp | 300 | subcritical | operating | 1992 | N/A | 2029 | 49.0882 | -102.863 | canada
heartland generation ltd | 390 | subcritical | retired | 1986 | 2021 | N/A | 51.4427 | -111.7903 | canada
heartland generation ltd | 390 | subcritical | retired | 1990 | 2021 | N/A | 51.4427 | -111.7903 | canada
ontario power generation inc | 160 | subcritical | retired | 1981 | 2014 | N/A | 48.3591 | -89.2213 | canada
ontario power generation inc | 160 | subcritical | retired | 1981 | 2014 | N/A | 48.3591 | -89.2213 | canada
nova scotia power inc | 152 | subcritical | operating | 1969 | N/A | 2028 | 45.6204 | -62.647 | canada
nova scotia power inc | 158 | subcritical | operating | 1991 | N/A | 2030 | 45.6204 | -62.647 | canada
transalta generation partnership | 62 | subcritical | retired | 1956 | 2005 | N/A | 53.5582 | -114.4883 | canada
transalta generation partnership | 57 | subcritical | retired | 1958 | 2005 | N/A | 53.5582 | -114.4883 | canada
transalta generation partnership | 139 | subcritical | retired | 1962 | 2005 | N/A | 53.5582 | -114.4883 | canada
transalta generation partnership | 279 | subcritical | retired | 1967 | 2010 | N/A | 53.5582 | -114.4883 | canada
engie energía chile sa | 177 | CFB | operating | 2011 | N/A | 2025 | -23.0877 | -70.4075 | chile
engie energía chile sa | 178 | CFB | operating | 2012 | N/A | 2025 | -23.0877 | -70.4075 | chile
aes andes sa | 277 | subcritical | operating | 2011 | N/A | 2025 | -23.0663 | -70.3701 | chile
aes andes sa | 281 | subcritical | operating | 2011 | N/A | 2025 | -23.0663 | -70.3701 | chile
engie sa | 180 | subcritical | cancelled | N/A | N/A | N/A | -29.5 | -71.2667 | chile
engie sa | 180 | subcritical | cancelled | N/A | N/A | N/A | -29.5 | -71.2667 | chile
engie sa | 180 | subcritical | cancelled | N/A | N/A | N/A | -29.5 | -71.2667 | chile
enel generación chile sa | 128 | subcritical | retired | 1970 | 2020 | N/A | -37.0218 | -73.1663 | chile
enel generación chile sa | 350 | subcritical | retired | 2012 | 2022 | N/A | -37.0218 | -73.1663 | chile
eneva sa | 350 | unknown | cancelled | N/A | N/A | N/A | -27.3667 | -70.3333 | chile
eneva sa | 350 | unknown | cancelled | N/A | N/A | N/A | -27.3667 | -70.3333 | chile
eneva sa | 350 | unknown | cancelled | N/A | N/A | N/A | -27.3667 | -70.3333 | chile
eneva sa | 350 | unknown | cancelled | N/A | N/A | N/A | -27.3667 | -70.3333 | chile
eneva sa | 350 | unknown | cancelled | N/A | N/A | N/A | -27.3667 | -70.3333 | chile
eneva sa | 350 | unknown | cancelled | N/A | N/A | N/A | -27.3667 | -70.3333 | chile
empresa eléctrica cochrane spa | 275 | subcritical | operating | 2016 | N/A | 2040 | -23.0634 | -70.3658 | chile
empresa eléctrica cochrane spa | 275 | subcritical | operating | 2016 | N/A | 2040 | -23.0634 | -70.3658 | chile
cap sa | 150 | subcritical | cancelled | N/A | N/A | N/A | -29.512 | -71.2001 | chile
cap sa | 150 | subcritical | cancelled | N/A | N/A | N/A | -29.512 | -71.2001 | chile
corporación nacional del cobre de chile | 350 | subcritical | cancelled | N/A | N/A | N/A | -32.7333 | -71.4167 | chile
corporación nacional del cobre de chile | 350 | subcritical | cancelled | N/A | N/A | N/A | -32.7333 | -71.4167 | chile
corporación nacional del cobre de chile | 350 | subcritical | cancelled | N/A | N/A | N/A | -32.7333 | -71.4167 | chile
el aguila energy spa | 152 | subcritical | operating | 1995 | N/A | 2040 | -28.465 | -71.2565 | chile
el aguila energy spa | 152 | subcritical | operating | 1996 | N/A | 2040 | -28.465 | -71.2565 | chile
el aguila energy spa | 152 | subcritical | operating | 2009 | N/A | 2040 | -28.465 | -71.2565 | chile
el aguila energy spa | 152 | subcritical | operating | 2010 | N/A | 2040 | -28.465 | -71.2565 | chile
el aguila energy spa | 152 | subcritical | operating | 2015 | N/A | 2040 | -28.465 | -71.2565 | chile
aes andes sa | 375 | unknown | cancelled | N/A | N/A | N/A | -35.3333 | -72.4167 | chile
aes andes sa | 375 | unknown | cancelled | N/A | N/A | N/A | -35.3333 | -72.4167 | chile
luz de atacama spa | 350 | supercritical | cancelled | N/A | N/A | N/A | -24.6 | -70.5 | chile
luz de atacama spa | 1060 | supercritical | cancelled | N/A | N/A | N/A | -24.6 | -70.5 | chile
engie energía chile sa | 160 | subcritical | operating | 1996 | N/A | 2025 | -23.0892 | -70.4103 | chile
engie energía chile sa | 174 | subcritical | operating | 1998 | N/A | 2025 | -23.0892 | -70.4103 | chile
engie energía chile sa | 375 | subcritical | operating | 2019 | N/A | 2025 | -23.0892 | -70.4103 | chile
engie energía chile sa | 375 | subcritical | cancelled | N/A | N/A | N/A | -23.0892 | -70.4103 | chile
aes andes sa | 136 | subcritical | retired | 1995 | 2024 | N/A | -22.0964 | -70.2099 | chile
aes andes sa | 141 | subcritical | retired | 1997 | 2024 | N/A | -22.0964 | -70.2099 | chile
río seco sa | 175 | subcritical | cancelled | N/A | N/A | N/A | -20.8053 | -70.1941 | chile
río seco sa | 175 | subcritical | cancelled | N/A | N/A | N/A | -20.8053 | -70.1941 | chile
enel generación chile sa | 154 | subcritical | retired | 1998 | 2019 | N/A | -20.8053 | -70.1932 | chile
enel generación chile sa | 110 | subcritical | cancelled | N/A | N/A | N/A | -20.8053 | -70.1932 | chile
enel generación chile sa | 370 | subcritical | cancelled | N/A | N/A | N/A | -28.5703 | -71.3114 | chile
enel generación chile sa | 370 | subcritical | cancelled | N/A | N/A | N/A | -28.5703 | -71.3114 | chile
rio grande sa | 350 | unknown | cancelled | N/A | N/A | N/A | -37.0167 | -73.2167 | chile
rio grande sa | 350 | unknown | cancelled | N/A | N/A | N/A | -37.0167 | -73.2167 | chile
campanario generación sa | 350 | subcritical | cancelled | N/A | N/A | N/A | -32.7508 | -71.4813 | chile
campanario generación sa | 350 | subcritical | cancelled | N/A | N/A | N/A | -32.7508 | -71.4813 | chile
colbun sa | 350 | subcritical | operating | 2012 | N/A | 2040 | -37.0421 | -73.1308 | chile
colbun sa | 402 | subcritical | cancelled | N/A | N/A | N/A | -37.0421 | -73.1308 | chile
engie energía chile sa | 87 | subcritical | retired | 1983 | 2019 | N/A | -22.0964 | -70.2118 | chile
engie energía chile sa | 86 | subcritical | retired | 1985 | 2019 | N/A | -22.0964 | -70.2118 | chile
engie energía chile sa | 136 | subcritical | retired | 1987 | 2022 | N/A | -22.0964 | -70.2118 | chile
engie energía chile sa | 132 | subcritical | retired | 1990 | 2022 | N/A | -22.0964 | -70.2118 | chile
quintero energía spa | 120 | subcritical | retired | 1964 | 2020 | N/A | -32.7512 | -71.4825 | chile
quintero energía spa | 220 | subcritical | retired | 1977 | 2023 | N/A | -32.7512 | -71.4825 | chile
quintero energía spa | 272 | subcritical | operating | 2010 | N/A | 2025 | -32.7512 | -71.4825 | chile
quintero energía spa | 272 | subcritical | operating | 2013 | N/A | 2025 | -32.7512 | -71.4825 | chile
xinjiang energy (group) co ltd | 660 | ultra-supercritical | shelved | 2025 | N/A | N/A | 41.095 | 80.1182 | china
xinjiang energy (group) co ltd | 660 | ultra-supercritical | shelved | 2025 | N/A | N/A | 41.095 | 80.1182 | china
zheneng aksu thermal power co ltd | 350 | supercritical | operating | 2016 | N/A | N/A | 41.1542 | 80.3997 | china
zheneng aksu thermal power co ltd | 350 | supercritical | operating | 2017 | N/A | N/A | 41.1542 | 80.3997 | china
xinjiang aksu thermal power co ltd | 200 | subcritical | operating | 2011 | N/A | N/A | 41.0788 | 80.1695 | china
xinjiang aksu thermal power co ltd | 200 | subcritical | operating | 2011 | N/A | N/A | 41.0788 | 80.1695 | china
anda shunxiang thermal power co ltd | 50 | subcritical | operating | 2014 | N/A | N/A | 46.3996 | 125.2982 | china
anda shunxiang thermal power co ltd | 50 | subcritical | operating | 2014 | N/A | N/A | 46.3996 | 125.2982 | china
guodian bengbu power generation co ltd | 660 | ultra-supercritical | operating | 2018 | N/A | N/A | 32.7844 | 117.1147 | china
guodian bengbu power generation co ltd | 660 | ultra-supercritical | operating | 2018 | N/A | N/A | 32.7844 | 117.1147 | china
guodian bengbu power generation co ltd | 630 | supercritical | operating | 2008 | N/A | N/A | 32.7844 | 117.1147 | china
guodian bengbu power generation co ltd | 630 | supercritical | operating | 2009 | N/A | N/A | 32.7844 | 117.1147 | china
huaihe energy power group co ltd | 660 | ultra-supercritical | construction | 2025 | N/A | N/A | 32.7692 | 116.7596 | china
huaihe energy power group co ltd | 660 | ultra-supercritical | construction | 2025 | N/A | N/A | 32.7692 | 116.7596 | china
huaihe energy power group co ltd | 660 | ultra-supercritical | operating | 2022 | N/A | N/A | 32.7692 | 116.7596 | china
huaihe energy power group co ltd | 660 | ultra-supercritical | operating | 2023 | N/A | N/A | 32.7692 | 116.7596 | china
huaihe energy power group co ltd | 350 | supercritical | cancelled | N/A | N/A | N/A | 32.7506 | 116.8072 | china
huaihe energy power group co ltd | 350 | supercritical | cancelled | N/A | N/A | N/A | 32.7506 | 116.8072 | china
anhui electric power co ltd | 120 | subcritical | retired | 1972 | 2007 | N/A | 32.6699 | 117.0253 | china
anhui electric power co ltd | 1000 | ultra-supercritical | shelved | N/A | N/A | N/A | 32.6699 | 117.0253 | china
anhui electric power co ltd | 1000 | ultra-supercritical | shelved | N/A | N/A | N/A | 32.6699 | 117.0253 | china
anhui electric power co ltd | 120 | subcritical | retired | 1972 | 2007 | N/A | 32.6699 | 117.0253 | china
anhui electric power co ltd | 137.5 | subcritical | retired | 1977 | 2007 | N/A | 32.6699 | 117.0253 | china
anhui electric power co ltd | 137.5 | subcritical | retired | 1977 | 2007 | N/A | 32.6699 | 117.0253 | china
anhui electric power co ltd | 320 | subcritical | operating | 1996 | N/A | N/A | 32.6699 | 117.0253 | china
anhui electric power co ltd | 320 | subcritical | operating | 2005 | N/A | N/A | 32.6699 | 117.0253 | china
anhui yingyi thermal power co ltd | 30 | CFB | construction | N/A | N/A | N/A | 30.7579 | 116.8005 | china
anhui yingyi thermal power co ltd | 30 | CFB | construction | N/A | N/A | N/A | 30.7579 | 116.8005 | china
anhui hwasu co ltd | 300 | subcritical | cancelled | N/A | N/A | N/A | 32.5848 | 117.2532 | china
anhui hwasu co ltd | 300 | subcritical | cancelled | N/A | N/A | N/A | 32.5848 | 117.2532 | china
anhui hwasu co ltd | 300 | subcritical | cancelled | N/A | N/A | N/A | 32.5848 | 117.2532 | china
anhui hwasu co ltd | 300 | subcritical | operating | 2012 | N/A | N/A | 32.5848 | 117.2532 | china
anhui hwasu co ltd | 300 | subcritical | operating | 2012 | N/A | N/A | 32.5848 | 117.2532 | china
china guodian corp | 600 | unknown | cancelled | N/A | N/A | N/A | 31.4933 | 117.2225 | china
china guodian corp | 600 | unknown | cancelled | N/A | N/A | N/A | 31.4933 | 117.2225 | china
anhui xinyuan thermoelectricity co ltd | 30 | subcritical | operating | 1989 | N/A | N/A | 32.9365 | 117.3237 | china
sdic xuancheng electric power co ltd | 660 | ultra-supercritical | permitted | N/A | N/A | N/A | 30.8696 | 118.865 | china
sdic xuancheng electric power co ltd | 660 | ultra-supercritical | permitted | N/A | N/A | N/A | 30.8696 | 118.865 | china
sdic xuancheng electric power co ltd | 660 | ultra-supercritical | operating | 2008 | N/A | N/A | 30.8696 | 118.865 | china
sdic xuancheng electric power co ltd | 660 | ultra-supercritical | operating | 2015 | N/A | N/A | 30.8696 | 118.865 | china
guizhou anlong xinyu resources development co ltd | 350 | supercritical | cancelled | N/A | N/A | N/A | 25.2934 | 105.3888 | china
guizhou anlong xinyu resources development co ltd | 350 | supercritical | cancelled | N/A | N/A | N/A | 25.2934 | 105.3888 | china
hubei branch of state power investment group co ltd | 660 | ultra-supercritical | cancelled | N/A | N/A | N/A | 31.2667 | 113.6667 | china
hubei branch of state power investment group co ltd | 660 | ultra-supercritical | cancelled | N/A | N/A | N/A | 31.2667 | 113.6667 | china
guoneng shenwan anqing power generation co ltd | 1000 | ultra-supercritical | construction | N/A | N/A | N/A | 30.541 | 117.1717 | china
guoneng shenwan anqing power generation co ltd | 1000 | ultra-supercritical | construction | N/A | N/A | N/A | 30.541 | 117.1717 | china
guoneng shenwan anqing power generation co ltd | 1000 | ultra-supercritical | operating | 2015 | N/A | N/A | 30.541 | 117.1717 | china
guoneng shenwan anqing power generation co ltd | 1000 | ultra-supercritical | operating | 2015 | N/A | N/A | 30.541 | 117.1717 | china
guoneng shenwan anqing power generation co ltd | 320 | subcritical | operating | 2005 | N/A | N/A | 30.541 | 117.1717 | china
guoneng shenwan anqing power generation co ltd | 320 | subcritical | operating | 2005 | N/A | N/A | 30.541 | 117.1717 | china
northeast branch of china resources power investment co ltd | 350 | supercritical | cancelled | N/A | N/A | N/A | 41.1167 | 122.9833 | china
northeast branch of china resources power investment co ltd | 350 | supercritical | cancelled | N/A | N/A | N/A | 41.1167 | 122.9833 | china
guoneng anshan thermal power co ltd | 300 | subcritical | cancelled | N/A | N/A | N/A | 41.196 | 123.051 | china
guoneng anshan thermal power co ltd | 300 | subcritical | cancelled | N/A | N/A | N/A | 41.196 | 123.051 | china
guoneng anshan thermal power co ltd | 300 | subcritical | cancelled | N/A | N/A | N/A | 41.196 | 123.051 | china
guoneng anshan thermal power co ltd | 300 | subcritical | cancelled | N/A | N/A | N/A | 41.196 | 123.051 | china
guoneng anshan thermal power co ltd | 300 | subcritical | cancelled | N/A | N/A | N/A | 41.108 | 122.994 | china
guoneng anshan thermal power co ltd | 300 | subcritical | cancelled | N/A | N/A | N/A | 41.108 | 122.994 | china
guoneng anshan thermal power co ltd | 300 | subcritical | cancelled | N/A | N/A | N/A | 41.108 | 122.994 | china
guoneng anshan thermal power co ltd | 300 | subcritical | cancelled | N/A | N/A | N/A | 41.108 | 122.994 | china
anshan iron & steel group corp | 110 | subcritical | retired | 1973 | 2020 | N/A | 41.133 | 122.9658 | china
anshan iron & steel group corp | 110 | subcritical | retired | 1973 | 2020 | N/A | 41.133 | 122.9658 | china
anshan iron & steel group corp | 125 | subcritical | operating | 1973 | N/A | N/A | 41.133 | 122.9658 | china
anshan iron & steel group corp | 350 | supercritical | cancelled | N/A | N/A | N/A | 41.133 | 122.9658 | china
investment co ltd anshun huarong mining industry group | 660 | supercritical | cancelled | N/A | N/A | N/A | 26.25 | 105.947 | china
investment co ltd anshun huarong mining industry group | 660 | supercritical | cancelled | N/A | N/A | N/A | 26.25 | 105.947 | china
guizhou anshun huangguoshu aluminum industry co ltd | 350 | supercritical | cancelled | N/A | N/A | N/A | 26.3165 | 105.9463 | china
guizhou anshun huangguoshu aluminum industry co ltd | 350 | supercritical | cancelled | N/A | N/A | N/A | 26.3165 | 105.9463 | china
guodian anshun power generation co ltd | 660 | supercritical | cancelled | N/A | N/A | N/A | 26.2196 | 105.6873 | china
guodian anshun power generation co ltd | 660 | supercritical | cancelled | N/A | N/A | N/A | 26.2196 | 105.6873 | china
guodian anshun second power co ltd | 300 | subcritical | operating | 2003 | N/A | N/A | 26.2196 | 105.6873 | china
guodian anshun second power co ltd | 300 | subcritical | operating | 2003 | N/A | N/A | 26.2196 | 105.6873 | china
guodian anshun power generation co ltd | 300 | subcritical | operating | 1998 | N/A | N/A | 26.2196 | 105.6873 | china
guodian anshun power generation co ltd | 300 | subcritical | operating | 1998 | N/A | N/A | 26.2196 | 105.6873 | china
china coal pingshuo antaibao thermal power co ltd | 350 | supercritical | construction | 2023 | N/A | N/A | 39.4713 | 112.3307 | china
china coal pingshuo antaibao thermal power co ltd | 350 | supercritical | construction | 2023 | N/A | N/A | 39.4713 | 112.3307 | china
chongqing songzao coal power co ltd | 660 | supercritical | operating | 2016 | N/A | N/A | 28.6411 | 106.7531 | china
chongqing songzao coal power co ltd | 660 | supercritical | operating | 2017 | N/A | N/A | 28.6411 | 106.7531 | china
chongqing songzao coal power co ltd | 150 | subcritical | retired | 2006 | 2020 | N/A | 28.6411 | 106.7531 | china
chongqing songzao coal power co ltd | 150 | subcritical | retired | 2006 | 2020 | N/A | 28.6411 | 106.7531 | china
datang anyang power generation co ltd | 300 | subcritical | operating | 2008 | N/A | N/A | 36.1198 | 114.2758 | china
datang anyang power generation co ltd | 320 | subcritical | operating | 1998 | N/A | N/A | 36.1198 | 114.2758 | china
datang anyang power generation co ltd | 300 | subcritical | operating | 2008 | N/A | N/A | 36.1198 | 114.2758 | china
datang anyang thermal power co ltd | 50 | subcritical | retired | 1977 | 2005 | N/A | 36.1198 | 114.2758 | china
datang anyang thermal power co ltd | 50 | subcritical | retired | 1977 | 2009 | N/A | 36.1198 | 114.2758 | china
datang anyang thermal power co ltd | 100 | subcritical | retired | 1977 | 2007 | N/A | 36.1198 | 114.2758 | china
datang anyang thermal power co ltd | 100 | subcritical | retired | 1978 | 2007 | N/A | 36.1198 | 114.2758 | china
datang anyang power generation co ltd | 320 | subcritical | operating | 1997 | N/A | N/A | 36.1198 | 114.2758 | china
huaneng anyuan power generation co ltd | 125 | subcritical | retired | 1992 | 2012 | N/A | 27.642 | 114.0058 | china
huaneng anyuan power generation co ltd | 135 | subcritical | retired | 1993 | 2012 | N/A | 27.642 | 114.0058 | china
huaneng anyuan power generation co ltd | 660 | ultra-supercritical | operating | 2015 | N/A | N/A | 27.642 | 114.0058 | china
huaneng anyuan power generation co ltd | 660 | ultra-supercritical | operating | 2015 | N/A | N/A | 27.642 | 114.0058 | china
shaanxi aoweiqianyuan chemical co ltd | 50 | subcritical | operating | 2012 | N/A | N/A | 39.2507 | 111.143 | china
shaanxi aoweiqianyuan chemical co ltd | 50 | subcritical | operating | 2012 | N/A | N/A | 39.2507 | 111.143 | china
jinhuasheng paper industry (suzhou) co ltd | 50 | subcritical | retired | 1998 | 2023 | N/A | 31.3065 | 120.8453 | china
jinhuasheng paper industry (suzhou) co ltd | 50 | subcritical | retired | 1999 | 2023 | N/A | 31.3065 | 120.8453 | china
jinhuasheng paper industry (suzhou) co ltd | 100 | unknown | retired | 2009 | 2023 | N/A | 31.3065 | 120.8453 | china
gold east paper (jiangsu) co ltd | 50 | subcritical | operating | 1998 | N/A | N/A | 32.1946 | 119.6997 | china
gold east paper (jiangsu) co ltd | 80 | subcritical | operating | 1998 | N/A | N/A | 32.1944 | 119.6998 | china
gold east paper (jiangsu) co ltd | 80 | subcritical | operating | 1999 | N/A | N/A | 32.1944 | 119.6998 | china
gold east paper (jiangsu) co ltd | 80 | subcritical | operating | 2005 | N/A | N/A | 32.1944 | 119.6998 | china
xinjiang alal xinhu thermal power co ltd | 350 | supercritical | operating | 2014 | N/A | N/A | 40.5894 | 81.1954 | china
xinjiang alal xinhu thermal power co ltd | 350 | supercritical | operating | 2014 | N/A | N/A | 40.5894 | 81.1954 | china
xinjiang alal xinhu thermal power co ltd | 50 | unknown | operating | 2008 | N/A | N/A | 40.5894 | 81.1954 | china
xinjiang alal xinhu thermal power co ltd | 50 | unknown | operating | 2008 | N/A | N/A | 40.5894 | 81.1954 | china
guodian xinjiang power co ltd | 2000 | unknown | cancelled | N/A | N/A | N/A | 44.0167 | 87.5167 | china
asia symbol (shangdong) pulp and paper co ltd | 35 | unknown | retired | 2001 | 2023 | N/A | 35.3748 | 119.5086 | china
asia symbol (shangdong) pulp and paper co ltd | 94 | unknown | retired | 2010 | 2023 | N/A | 35.3748 | 119.5086 | china
asia symbol (shangdong) pulp and paper co ltd | 82 | unknown | operating | 2010 | N/A | N/A | 35.3748 | 119.5086 | china
asia symbol (shangdong) pulp and paper co ltd | 94 | unknown | retired | 2010 | 2023 | N/A | 35.3748 | 119.5086 | china
xinjiang bayi iron & steel co ltd | 350 | unknown | cancelled | N/A | N/A | N/A | 42.8228 | 87.8819 | china
xinjiang bayi iron & steel co ltd | 350 | unknown | cancelled | N/A | N/A | N/A | 42.8228 | 87.8819 | china
guangxi zhuang autonomous region baise power co ltd dongsun thermal power plant | 150 | subcritical | cancelled | N/A | N/A | N/A | 23.8863 | 106.5992 | china
guangxi zhuang autonomous region baise power co ltd dongsun thermal power plant | 150 | subcritical | cancelled | N/A | N/A | N/A | 23.8863 | 106.5992 | china
baise baikuang power generation co ltd | 350 | supercritical | operating | 2015 | N/A | N/A | 23.7864 | 106.8202 | china
baise baikuang power generation co ltd | 350 | supercritical | operating | 2015 | N/A | N/A | 23.7864 | 106.8202 | china
guangxi debao baikuang power generation co ltd | 135 | subcritical | operating | 2004 | N/A | N/A | 23.6296 | 107.0241 | china
guangxi debao baikuang power generation co ltd | 135 | subcritical | operating | 2005 | N/A | N/A | 23.6296 | 107.0241 | china
guangxi bose yinhai power generation co ltd | 150 | subcritical | operating | 2007 | N/A | N/A | 23.785 | 106.8203 | china
guangxi bose yinhai power generation co ltd | 150 | subcritical | operating | 2007 | N/A | N/A | 23.785 | 106.8203 | china
huaneng baishan gangue power co ltd | 330 | subcritical | retired | 2011 | 2020 | N/A | 42.0319 | 126.579 | china
huaneng baishan gangue power co ltd | 330 | subcritical | retired | 2011 | 2020 | N/A | 42.0319 | 126.579 | china
chongqing huafon chemical co ltd | 50 | subcritical | operating | 2012 | N/A | N/A | 29.5929 | 107.5512 | china
chongqing huafon chemical co ltd | 50 | subcritical | operating | 2012 | N/A | N/A | 29.5929 | 107.5512 | china
chongqing huafon chemical co ltd | 60 | CFB | operating | 2024 | N/A | N/A | 29.5929 | 107.5512 | china
chongqing huafon chemical co ltd | 60 | CFB | operating | 2024 | N/A | N/A | 29.5929 | 107.5512 | china
chongqing huafon chemical co ltd | 350 | unknown | announced | N/A | N/A | N/A | 29.5929 | 107.5512 | china
chongqing jianfeng new material co ltd | 50 | CFB | operating | 2006 | N/A | N/A | 29.5856 | 107.5165 | china
chongqing jianfeng new material co ltd | 50 | CFB | operating | 2006 | N/A | N/A | 29.5856 | 107.5165 | china
huaneng shandong power generation co ltd baiyanghe power plant | 50 | subcritical | retired | 1969 | 2007 | N/A | 36.4719 | 117.8425 | china
huaneng shandong power generation co ltd baiyanghe power plant | 50 | subcritical | retired | 1970 | 2007 | N/A | 36.4719 | 117.8425 | china
huaneng shandong power generation co ltd baiyanghe power plant | 50 | subcritical | retired | 1971 | 2007 | N/A | 36.4719 | 117.8425 | china
huaneng shandong power generation co ltd baiyanghe power plant | 145 | subcritical | retired | 2003 | 2023 | N/A | 36.4719 | 117.8425 | china
huaneng shandong power generation co ltd baiyanghe power plant | 145 | subcritical | retired | 2003 | 2023 | N/A | 36.4719 | 117.8425 | china
huaneng shandong power generation co ltd baiyanghe power plant | 300 | subcritical | operating | 2009 | N/A | N/A | 36.4719 | 117.8425 | china
huaneng shandong power generation co ltd baiyanghe power plant | 300 | subcritical | operating | 2009 | N/A | N/A | 36.4719 | 117.8425 | china
baiyin nonferrous group co ltd | 125 | subcritical | cancelled | N/A | N/A | N/A | 36.544 | 104.138 | china
baiyin nonferrous group co ltd | 125 | subcritical | cancelled | N/A | N/A | N/A | 36.544 | 104.138 | china
aluminum branch of inner mongolia baiyinhua coal power co ltd of state power investment group | 350 | supercritical | operating | 2022 | N/A | N/A | 44.7973 | 118.5118 | china
aluminum branch of inner mongolia baiyinhua coal power co ltd of state power investment group | 350 | supercritical | operating | 2022 | N/A | N/A | 44.7973 | 118.5118 | china
baode county shendong power generation co ltd | 135 | subcritical | operating | 2006 | N/A | N/A | 38.9443 | 111.1037 | china
baode county shendong power generation co ltd | 135 | subcritical | operating | 2006 | N/A | N/A | 38.9443 | 111.1037 | china
datang hebei power generation co ltd | 350 | supercritical | operating | 2023 | N/A | N/A | 38.8596 | 115.4052 | china
datang hebei power generation co ltd | 350 | supercritical | operating | 2024 | N/A | N/A | 38.8596 | 115.4052 | china
datang hebei power generation co ltd | 50 | subcritical | retired | 1969 | 2008 | N/A | 38.8761 | 115.4334 | china
datang hebei power generation co ltd | 55 | subcritical | retired | 1972 | 2008 | N/A | 38.8761 | 115.4334 | china
datang hebei power generation co ltd | 50 | subcritical | retired | 1981 | 2008 | N/A | 38.8761 | 115.4334 | china
datang hebei power generation co ltd | 55 | subcritical | retired | 1988 | 2008 | N/A | 38.8761 | 115.4334 | china
datang baoding worldbest thermoelectricity co ltd | 125 | subcritical | retired | 2003 | 2018 | N/A | 38.8761 | 115.4334 | china
datang baoding worldbest thermoelectricity co ltd | 125 | subcritical | retired | 2004 | 2018 | N/A | 38.8761 | 115.4334 | china
datang hebei power generation co ltd | 200 | subcritical | operating | 2008 | N/A | N/A | 38.8596 | 115.4052 | china
datang hebei power generation co ltd | 200 | subcritical | operating | 2008 | N/A | N/A | 38.8596 | 115.4052 | china
shenneng baoding power generation co ltd | 660 | ultra-supercritical | construction | 2025 | N/A | N/A | 38.9618 | 115.3672 | china
shenneng baoding power generation co ltd | 350 | supercritical | operating | 2017 | N/A | N/A | 38.9618 | 115.3672 | china
shenneng baoding power generation co ltd | 350 | supercritical | operating | 2018 | N/A | N/A | 38.9618 | 115.3672 | china
ningxia baofeng energy group co ltd | 350 | unknown | cancelled | N/A | N/A | N/A | 38.2464 | 106.5447 | china
ningxia baofeng energy group co ltd | 350 | unknown | cancelled | N/A | N/A | N/A | 38.2464 | 106.5447 | china
baoshan iron & steel co ltd | 650 | ultra-supercritical | permitted | 2025 | N/A | N/A | 31.4422 | 121.4356 | china
baoshan iron & steel co ltd | 650 | ultra-supercritical | permitted | 2025 | N/A | N/A | 31.4422 | 121.4356 | china
baoshan iron & steel co ltd | 350 | subcritical | operating | 1980 | N/A | N/A | 31.4422 | 121.4356 | china
baoshan iron & steel co ltd | 350 | subcritical | operating | 1980 | N/A | N/A | 31.4422 | 121.4356 | china
baoshan iron & steel co ltd | 350 | subcritical | operating | 1998 | N/A | N/A | 31.4422 | 121.4356 | china
xinjiang kuishan baota thermal power co ltd | 350 | subcritical | cancelled | N/A | N/A | N/A | 44.3627 | 84.9659 | china
xinjiang kuishan baota thermal power co ltd | 350 | subcritical | cancelled | N/A | N/A | N/A | 44.3627 | 84.9659 | china
baotou aluminium co ltd | 330 | subcritical | operating | 2014 | N/A | N/A | 40.5572 | 110.1484 | china
baotou aluminium co ltd | 330 | subcritical | operating | 2014 | N/A | N/A | 40.5572 | 110.1484 | china
inner mongolia huayun new material co ltd | 350 | supercritical | operating | 2017 | N/A | N/A | 40.5572 | 110.1484 | china
inner mongolia huayun new material co ltd | 350 | supercritical | operating | 2017 | N/A | N/A | 40.5572 | 110.1484 | china
inner mongolia huayun new material co ltd | 350 | supercritical | operating | 2017 | N/A | N/A | 40.5572 | 110.1484 | china
baotou donghua thermal power co ltd | 660 | ultra-supercritical | cancelled | N/A | N/A | N/A | 40.5789 | 110.0736 | china
baotou donghua thermal power co ltd | 660 | ultra-supercritical | cancelled | N/A | N/A | N/A | 40.5789 | 110.0736 | china
baotou donghua thermal power co ltd | 320 | subcritical | operating | 2005 | N/A | N/A | 40.5789 | 110.0736 | china
baotou donghua thermal power co ltd | 320 | subcritical | operating | 2005 | N/A | N/A | 40.5789 | 110.0736 | china
dongfang hope baotou rare earth aluminum co ltd power generation branch | 155 | subcritical | operating | 2003 | N/A | N/A | 40.5953 | 109.7822 | china
dongfang hope baotou rare earth aluminum co ltd power generation branch | 155 | subcritical | operating | 2003 | N/A | N/A | 40.5953 | 109.7822 | china
dongfang hope baotou rare earth aluminum co ltd power generation branch | 155 | subcritical | operating | 2003 | N/A | N/A | 40.5953 | 109.7822 | china
dongfang hope baotou rare earth aluminum co ltd power generation branch | 155 | subcritical | operating | 2003 | N/A | N/A | 40.5953 | 109.7822 | china
dongfang hope baotou rare earth aluminum co ltd power generation branch | 350 | subcritical | operating | 2003 | N/A | N/A | 40.5953 | 109.7822 | china
dongfang hope baotou rare earth aluminum co ltd power generation branch | 350 | subcritical | operating | 2003 | N/A | N/A | 40.5953 | 109.7822 | china
baotou power generation branch of huadian inner mongolia energy co ltd | 660 | unknown | cancelled | N/A | N/A | N/A | 40.5709 | 109.7951 | china
baotou power generation branch of huadian inner mongolia energy co ltd | 660 | unknown | cancelled | N/A | N/A | N/A | 40.5709 | 109.7951 | china
baotou power generation branch of huadian inner mongolia energy co ltd | 600 | subcritical | operating | 2006 | N/A | N/A | 40.5702 | 109.7898 | china
baotou power generation branch of huadian inner mongolia energy co ltd | 600 | subcritical | operating | 2006 | N/A | N/A | 40.5702 | 109.7898 | china
shenhua baotou coal chemical co ltd | 100 | subcritical | operating | 2009 | N/A | N/A | 40.6081 | 109.6368 | china
shenhua baotou coal chemical co ltd | 100 | subcritical | operating | 2009 | N/A | N/A | 40.6081 | 109.6368 | china
shenhua baotou coal chemical co ltd | 100 | subcritical | operating | 2009 | N/A | N/A | 40.6081 | 109.6368 | china
shenhua baotou coal chemical co ltd | 100 | subcritical | operating | 2009 | N/A | N/A | 40.6081 | 109.6368 | china
shenhua baotou coal chemical co ltd | 100 | subcritical | operating | 2009 | N/A | N/A | 40.6081 | 109.6368 | china
shenhua baotou coal chemical co ltd | 100 | subcritical | operating | 2009 | N/A | N/A | 40.6081 | 109.6368 | china
baotou steel (group) co ltd | 50 | subcritical | operating | 1996 | N/A | N/A | 40.6604 | 109.7596 | china
baotou steel (group) co ltd | 50 | subcritical | operating | 1996 | N/A | N/A | 40.6604 | 109.7596 | china
baotou city shansheng new energy co ltd | 50 | unknown | operating | 2009 | N/A | N/A | 40.5844 | 110.6232 | china
baotou city shansheng new energy co ltd | 50 | unknown | operating | 2009 | N/A | N/A | 40.5844 | 110.6232 | china
baotou steel (group) co ltd | 100 | subcritical | operating | 2001 | N/A | N/A | 40.6607 | 109.758 | china
baotou steel (group) co ltd | 100 | subcritical | operating | 2001 | N/A | N/A | 40.6607 | 109.758 | china
baotou intelligent gangue power generation co ltd | 50 | subcritical | cancelled | N/A | N/A | N/A | 40.6892 | 109.774 | china
baotou intelligent gangue power generation co ltd | 50 | subcritical | cancelled | N/A | N/A | N/A | 40.6892 | 109.774 | china
baotou first thermal power plant of northern united power co ltd | 300 | subcritical | operating | 2007 | N/A | N/A | 40.6567 | 109.6575 | china
baotou first thermal power plant of northern united power co ltd | 300 | subcritical | operating | 2008 | N/A | N/A | 40.6567 | 109.6575 | china
baotou first thermal power plant of northern united power co ltd | 600 | unknown | cancelled | N/A | N/A | N/A | 40.6567 | 109.6575 | china
baotou first thermal power plant of northern united power co ltd | 600 | unknown | cancelled | N/A | N/A | N/A | 40.6567 | 109.6575 | china
baotou first thermal power plant of northern united power co ltd | 50 | subcritical | retired | 1961 | 2006 | N/A | 40.6567 | 109.6575 | china
baotou first thermal power plant of northern united power co ltd | 100 | subcritical | retired | 1961 | 2009 | N/A | 40.6567 | 109.6575 | china
baotou first thermal power plant of northern united power co ltd | 100 | subcritical | retired | 1983 | 2008 | N/A | 40.6567 | 109.6575 | china
baotou first thermal power plant of northern united power co ltd | 100 | subcritical | retired | 1990 | 2018 | N/A | 40.6567 | 109.6575 | china
baotou first thermal power plant of northern united power co ltd | 125 | subcritical | operating | 2005 | N/A | N/A | 40.6567 | 109.6575 | china
baotou first thermal power plant of northern united power co ltd | 125 | subcritical | operating | 2005 | N/A | N/A | 40.6567 | 109.6575 | china
baotou no.2 thermal power plant | 1200 | subcritical | cancelled | N/A | N/A | N/A | 40.6772 | 109.8913 | china
baotou no.2 thermal power plant | 200 | subcritical | operating | 2004 | N/A | N/A | 40.6771 | 109.8913 | china
baotou no.2 thermal power plant | 300 | subcritical | operating | 2006 | N/A | N/A | 40.6771 | 109.8913 | china
baotou no.2 thermal power plant | 300 | subcritical | operating | 2007 | N/A | N/A | 40.6771 | 109.8913 | china
baotou no.2 thermal power plant | 50 | subcritical | retired | 1966 | 2007 | N/A | 40.6771 | 109.8913 | china
baotou no.2 thermal power plant | 50 | subcritical | retired | 1970 | 2007 | N/A | 40.6771 | 109.8913 | china
baotou no.2 thermal power plant | 50 | subcritical | retired | 1973 | 2007 | N/A | 40.6771 | 109.8913 | china
baotou no.2 thermal power plant | 100 | subcritical | retired | 1990 | 2010 | N/A | 40.6771 | 109.8913 | china
baotou no.2 thermal power plant | 100 | subcritical | retired | 1990 | 2010 | N/A | 40.6771 | 109.8913 | china
baotou no.2 thermal power plant | 200 | subcritical | operating | 2004 | N/A | N/A | 40.6771 | 109.8913 | china
northern united power co ltd baotou no. 3 thermal power plant | 300 | subcritical | operating | 2007 | N/A | N/A | 40.6242 | 110.0028 | china
northern united power co ltd baotou no. 3 thermal power plant | 300 | subcritical | operating | 2007 | N/A | N/A | 40.6242 | 110.0028 | china
datang shaanxi power generation co ltd baqiao thermal power plant | 300 | subcritical | operating | 2008 | N/A | N/A | 34.2851 | 109.0503 | china
datang shaanxi power generation co ltd baqiao thermal power plant | 300 | subcritical | operating | 2008 | N/A | N/A | 34.2851 | 109.0503 | china
datang shaanxi power generation co ltd baqiao thermal power plant | 125 | subcritical | operating | 2003 | N/A | 2025 | 34.2851 | 109.0503 | china
datang shaanxi power generation co ltd baqiao thermal power plant | 125 | subcritical | operating | 2003 | N/A | 2025 | 34.2851 | 109.0503 | china
inner mongolia halun energy co ltd | 330 | subcritical | operating | 2016 | N/A | N/A | 38.8148 | 105.7232 | china
inner mongolia halun energy co ltd | 330 | subcritical | operating | 2017 | N/A | N/A | 38.8148 | 105.7232 | china
jiangsu xukuang energy co ltd | 660 | ultra-supercritical | construction | 2026 | N/A | N/A | 44.9315 | 118.7083 | china
jiangsu xukuang energy co ltd | 660 | ultra-supercritical | construction | 2027 | N/A | N/A | 44.9315 | 118.7083 | china
baiyinhua jinshan power co ltd | 600 | subcritical | operating | 2010 | N/A | N/A | 44.9315 | 118.7083 | china
baiyinhua jinshan power co ltd | 600 | subcritical | operating | 2010 | N/A | N/A | 44.9315 | 118.7083 | china
datang international power generation co ltd | 1200 | unknown | cancelled | N/A | N/A | N/A | 41.087 | 108.269 | china
zaozhuang bayi coal water slurry thermal power co ltd | 350 | subcritical | operating | 2018 | N/A | N/A | 34.8284 | 117.2711 | china
zaozhuang bayi coal water slurry thermal power co ltd | 350 | subcritical | announced | N/A | N/A | N/A | 34.8284 | 117.2711 | china
guoneng beian thermal power co ltd | 350 | unknown | permitted | N/A | N/A | N/A | 48.2323 | 126.529 | china
guoneng beian thermal power co ltd | 350 | unknown | permitted | N/A | N/A | N/A | 48.2323 | 126.529 | china
guoneng beian thermal power co ltd | 50 | subcritical | operating | 1997 | N/A | N/A | 48.2323 | 126.529 | china
guoneng beian thermal power co ltd | 50 | subcritical | operating | 1997 | N/A | N/A | 48.2323 | 126.529 | china
guotou beibuwan power generation co ltd | 660 | supercritical | operating | 2024 | N/A | N/A | 21.5822 | 109.5816 | china
guotou beibuwan power generation co ltd | 660 | supercritical | operating | 2024 | N/A | N/A | 21.5822 | 109.5816 | china
guotou beibuwan power generation co ltd | 320 | subcritical | operating | 2004 | N/A | N/A | 21.5822 | 109.5816 | china
guotou beibuwan power generation co ltd | 320 | subcritical | operating | 2005 | N/A | N/A | 21.5822 | 109.5816 | china
N/A | 70 | subcritical | operating | 2018 | N/A | N/A | 21.5386 | 109.5347 | china
N/A | 70 | subcritical | operating | 2018 | N/A | N/A | 21.5386 | 109.5347 | china
binzhou lvfeng thermal power co ltd | 330 | subcritical | operating | 2015 | N/A | N/A | 38.0229 | 117.9726 | china
binzhou lvfeng thermal power co ltd | 330 | subcritical | operating | 2015 | N/A | N/A | 38.0229 | 117.9726 | china
binzhou lvfeng thermal power co ltd | 330 | subcritical | operating | 2015 | N/A | N/A | 38.0229 | 117.9726 | china
binzhou lvfeng thermal power co ltd | 330 | subcritical | operating | 2015 | N/A | N/A | 38.0229 | 117.9726 | china
shandong weiqiao pioneering group co ltd | 60 | subcritical | operating | 2012 | N/A | N/A | 38.0114 | 117.9783 | china
shandong weiqiao pioneering group co ltd | 60 | subcritical | operating | 2012 | N/A | N/A | 38.0114 | 117.9783 | china
shandong weiqiao pioneering group co ltd | 60 | subcritical | operating | 2012 | N/A | N/A | 38.0114 | 117.9783 | china
shandong weiqiao pioneering group co ltd | 60 | subcritical | operating | 2012 | N/A | N/A | 38.0114 | 117.9783 | china
guoneng guangtou beihai power generation co ltd | 1000 | ultra-supercritical | construction | 2025 | N/A | N/A | 21.5359 | 109.5902 | china
guoneng guangtou beihai power generation co ltd | 1000 | ultra-supercritical | construction | 2025 | N/A | N/A | 21.5359 | 109.5902 | china
guoneng guangtou beihai power generation co ltd | 1000 | ultra-supercritical | operating | 2022 | N/A | N/A | 21.5359 | 109.5902 | china
guoneng guangtou beihai power generation co ltd | 1000 | ultra-supercritical | operating | 2022 | N/A | N/A | 21.5359 | 109.5902 | china
jingneng (xilinguole) power generation co ltd | 660 | ultra-supercritical | operating | 2018 | N/A | N/A | 44.5725 | 116.7395 | china
jingneng (xilinguole) power generation co ltd | 660 | ultra-supercritical | operating | 2019 | N/A | N/A | 44.5725 | 116.7395 | china
beijing jingneng power co ltd | 50 | subcritical | retired | 1991 | 2015 | N/A | 39.938 | 116.1386 | china
beijing jingneng power co ltd | 100 | subcritical | retired | 1995 | 2015 | N/A | 39.938 | 116.1386 | china
shenhua guohua international power co ltd | 200 | subcritical | retired | 1999 | 2015 | N/A | 39.9102 | 116.4791 | china
shenhua guohua international power co ltd | 200 | subcritical | retired | 1999 | 2015 | N/A | 39.9102 | 116.4791 | china
guodian zhejiang beilun third power generation co ltd | 1050 | ultra-supercritical | operating | 2008 | N/A | N/A | 29.9427 | 121.8131 | china
guodian zhejiang beilun third power generation co ltd | 1050 | ultra-supercritical | operating | 2009 | N/A | N/A | 29.9427 | 121.8131 | china
zhejiang zheneng beilun power generation co ltd | 600 | subcritical | operating | 2000 | N/A | N/A | 29.9427 | 121.8131 | china
zhejiang zheneng beilun power generation co ltd | 600 | subcritical | operating | 2000 | N/A | N/A | 29.9427 | 121.8131 | china
zhejiang zheneng beilun power generation co ltd | 600 | subcritical | operating | 2000 | N/A | N/A | 29.9427 | 121.8131 | china
guodian zhejiang beilun no.1 power generation co ltd | 600 | subcritical | operating | 1991 | N/A | N/A | 29.9427 | 121.8131 | china
guodian zhejiang beilun no.1 power generation co ltd | 600 | subcritical | operating | 1994 | N/A | N/A | 29.9427 | 121.8131 | china
guodian zhejiang beilun no.1 power generation co ltd | 1000 | ultra-supercritical | construction | 2024 | N/A | N/A | 29.9427 | 121.8131 | china
guodian zhejiang beilun no.1 power generation co ltd | 1000 | ultra-supercritical | construction | 2024 | N/A | N/A | 29.9427 | 121.8131 | china
jimusaer tianyu huaxin thermal power energy saving co ltd | 150 | subcritical | cancelled | N/A | N/A | N/A | 44.1041 | 88.7541 | china
jimusaer tianyu huaxin thermal power energy saving co ltd | 150 | subcritical | cancelled | N/A | N/A | N/A | 44.1041 | 88.7541 | china
jimusaer tianyu huaxin thermal power energy saving co ltd | 150 | subcritical | cancelled | N/A | N/A | N/A | 44.1041 | 88.7541 | china
jimusaer tianyu huaxin thermal power energy saving co ltd | 150 | subcritical | cancelled | N/A | N/A | N/A | 44.1041 | 88.7541 | china
xinjiang tunfu thermal power co ltd | 350 | subcritical | cancelled | N/A | N/A | N/A | 47.2898 | 87.7297 | china
xinjiang tunfu thermal power co ltd | 350 | subcritical | cancelled | N/A | N/A | N/A | 47.2898 | 87.7297 | china
xinjiang tunfu thermal power co ltd | 135 | subcritical | operating | 2016 | N/A | N/A | 47.2898 | 87.7297 | china
xinjiang tunfu thermal power co ltd | 135 | subcritical | operating | 2016 | N/A | N/A | 47.2898 | 87.7297 | china
xinjiang tunfu thermal power co ltd | 160 | unknown | announced | N/A | N/A | N/A | 47.2899 | 87.7319 | china
xinjiang tunfu thermal power co ltd | 160 | unknown | announced | N/A | N/A | N/A | 47.2899 | 87.7319 | china
jinneng holding shanxi electric power co ltd | 1000 | ultra-supercritical | shelved | N/A | N/A | N/A | 39.1031 | 112.3536 | china
jinneng holding shanxi electric power co ltd | 1000 | ultra-supercritical | shelved | N/A | N/A | N/A | 39.1031 | 112.3536 | china
jinneng holding shanxi electric power co ltd | 1000 | ultra-supercritical | shelved | N/A | N/A | N/A | 39.1031 | 112.3536 | china
jinneng holding shanxi electric power co ltd | 1000 | ultra-supercritical | shelved | N/A | N/A | N/A | 39.1031 | 112.3536 | china
bengbu tushan thermal power co ltd | 60 | subcritical | operating | 2006 | N/A | N/A | 32.9284 | 117.2851 | china
benxi thermal power branch of northeast electric power co ltd of state power investment group | 350 | supercritical | operating | 2018 | N/A | N/A | 41.3471 | 123.8133 | china
benxi thermal power branch of northeast electric power co ltd of state power investment group | 350 | supercritical | operating | 2018 | N/A | N/A | 41.3471 | 123.8133 | china
bengang steel plates co ltd | 50 | supercritical | operating | 2017 | N/A | N/A | 41.2759 | 123.7326 | china
bengang steel plates co ltd | 50 | supercritical | operating | 2017 | N/A | N/A | 41.2759 | 123.7326 | china
bengang steel plates co ltd | 50 | supercritical | operating | 2017 | N/A | N/A | 41.2759 | 123.7326 | china
bengang steel plates co ltd | 50 | supercritical | operating | 2017 | N/A | N/A | 41.2759 | 123.7326 | china
guizhou huadian bijie thermal power co ltd | 350 | unknown | cancelled | N/A | N/A | N/A | 27.2766 | 105.3473 | china
guizhou huadian bijie thermal power co ltd | 350 | unknown | cancelled | N/A | N/A | N/A | 27.2766 | 105.3473 | china
guizhou huadian bijie thermal power co ltd | 150 | subcritical | operating | 2009 | N/A | N/A | 27.2766 | 105.3473 | china
guizhou huadian bijie thermal power co ltd | 150 | subcritical | operating | 2009 | N/A | N/A | 27.2766 | 105.3473 | china
datang binchang power generation co ltd | 1000 | ultra-supercritical | cancelled | N/A | N/A | N/A | 35.1366 | 107.9314 | china
datang binchang power generation co ltd | 1000 | ultra-supercritical | cancelled | N/A | N/A | N/A | 35.1366 | 107.9314 | china
datang binchang power generation co ltd | 630 | supercritical | operating | 2009 | N/A | N/A | 35.1366 | 107.9314 | china
datang binchang power generation co ltd | 630 | supercritical | operating | 2009 | N/A | N/A | 35.1366 | 107.9314 | china
national energy boxing power generation co ltd | 1000 | ultra-supercritical | permitted | N/A | N/A | N/A | 37.2763 | 118.3309 | china
national energy boxing power generation co ltd | 1000 | ultra-supercritical | permitted | N/A | N/A | N/A | 37.2763 | 118.3309 | china
national energy boxing power generation co ltd | 1000 | ultra-supercritical | operating | 2024 | N/A | N/A | 37.2763 | 118.3309 | china
national energy boxing power generation co ltd | 1000 | ultra-supercritical | operating | 2024 | N/A | N/A | 37.2763 | 118.3309 | china
binzhou gongjian investment development co ltd | 60 | subcritical | retired | 2010 | 2020 | N/A | 37.3482 | 117.8909 | china
binzhou gongjian investment development co ltd | 60 | subcritical | retired | 2010 | 2020 | N/A | 37.3482 | 117.8909 | china
binzhou gongjian investment development co ltd | 60 | subcritical | retired | 2010 | 2020 | N/A | 37.3482 | 117.8909 | china
binzhou gongjian investment development co ltd | 60 | subcritical | retired | 2010 | 2020 | N/A | 37.3482 | 117.8909 | china
binzhou hongnuo new material co ltd | 135 | unknown | retired | 2013 | 2020 | N/A | 37.3482 | 117.8909 | china
binzhou hongnuo new material co ltd | 135 | unknown | retired | 2012 | 2020 | N/A | 37.3482 | 117.8909 | china
binzhou hongnuo new material co ltd | 135 | unknown | retired | 2012 | 2020 | N/A | 37.3482 | 117.8909 | china
binzhou hongnuo new material co ltd | 135 | unknown | retired | 2012 | 2020 | N/A | 37.3482 | 117.8909 | china
shandong binzhou binbei thermoelectricity co ltd | 50 | unknown | announced | N/A | N/A | N/A | 37.4875 | 117.9823 | china
weiqiao textile co ltd binzhou thermal power plant | 45 | subcritical | retired | N/A | 2012 | N/A | 37.381 | 117.97 | china
weiqiao textile co ltd binzhou thermal power plant | 45 | subcritical | retired | N/A | 2012 | N/A | 37.381 | 117.97 | china
xinjiang chuxing energy development co ltd | 150 | supercritical | operating | 2017 | N/A | N/A | 44.8617 | 82.1179 | china
xinjiang chuxing energy development co ltd | 150 | supercritical | operating | 2016 | N/A | N/A | 44.8617 | 82.1179 | china
bole xinyou thermal power co ltd | 350 | supercritical | cancelled | N/A | N/A | N/A | 44.7972 | 82.0504 | china
bole xinyou thermal power co ltd | 350 | supercritical | cancelled | N/A | N/A | N/A | 44.7972 | 82.0504 | china
guodian & jiantou inner mongolia energy investment co ltd | 1000 | ultra-supercritical | shelved | N/A | N/A | N/A | 39.301 | 109.9686 | china
guodian & jiantou inner mongolia energy investment co ltd | 1000 | ultra-supercritical | shelved | N/A | N/A | N/A | 39.301 | 109.9686 | china
guodian & jiantou inner mongolia energy investment co ltd | 660 | ultra-supercritical | operating | 2013 | N/A | N/A | 39.301 | 109.9686 | china
guodian & jiantou inner mongolia energy investment co ltd | 660 | ultra-supercritical | operating | 2013 | N/A | N/A | 39.301 | 109.9686 | china
inner mongolia energy power generation investment group co ltd | 660 | ultra-supercritical | cancelled | N/A | N/A | N/A | 38.2041 | 108.7678 | china
inner mongolia energy power generation investment group co ltd | 660 | ultra-supercritical | cancelled | N/A | N/A | N/A | 38.2041 | 108.7678 | china
china resources power (bohai new area) co ltd | 350 | subcritical | operating | 2015 | N/A | N/A | 38.3616 | 117.6245 | china
china resources power (bohai new area) co ltd | 350 | subcritical | operating | 2015 | N/A | N/A | 38.3616 | 117.6245 | china
china resources cangzhou co-generation co ltd | 330 | subcritical | operating | 2007 | N/A | N/A | 38.3664 | 116.8168 | china
china resources cangzhou co-generation co ltd | 330 | subcritical | operating | 2007 | N/A | N/A | 38.3664 | 116.8168 | china
china resources power (cangzhou yundong) co ltd | 350 | supercritical | operating | 2020 | N/A | N/A | 38.3288 | 117.0685 | china
china resources power (cangzhou yundong) co ltd | 350 | supercritical | operating | 2020 | N/A | N/A | 38.3288 | 117.0685 | china
shougang jingtang united iron & steel co ltd | 300 | subcritical | operating | 2009 | N/A | N/A | 38.9441 | 118.4931 | china
shougang jingtang united iron & steel co ltd | 300 | subcritical | operating | 2009 | N/A | N/A | 38.9441 | 118.4931 | china
china energy construction chongzuo development investment co ltd | 660 | ultra-supercritical | pre-permit | 2025 | N/A | N/A | 22.4949 | 107.5555 | china
china energy construction chongzuo development investment co ltd | 660 | ultra-supercritical | pre-permit | 2025 | N/A | N/A | 22.4949 | 107.5555 | china
china energy construction chongzuo development investment co ltd | 660 | ultra-supercritical | construction | 2025 | N/A | N/A | 22.4949 | 107.5555 | china
china energy construction chongzuo development investment co ltd | 660 | ultra-supercritical | construction | 2025 | N/A | N/A | 22.4949 | 107.5555 | china
chalco shandong co ltd | 46 | unknown | retired | 2007 | 2021 | N/A | 36.7484 | 118.0694 | china
chalco shandong co ltd | 58 | unknown | operating | 2015 | N/A | N/A | 36.7484 | 118.0694 | china
chalco shandong co ltd | 58 | unknown | operating | 2015 | N/A | N/A | 36.7484 | 118.0694 | china
changchun dahua cogeneration co ltd | 50 | unknown | shelved | 2023 | N/A | N/A | 44.019 | 125.5576 | china
changchun dahua cogeneration co ltd | 50 | unknown | shelved | 2023 | N/A | N/A | 44.019 | 125.5576 | china
changchun thermal power branch of jilin electric power co ltd | 350 | supercritical | operating | 2018 | N/A | N/A | 43.651 | 125.5693 | china
changchun thermal power branch of jilin electric power co ltd | 350 | supercritical | operating | 2018 | N/A | N/A | 43.651 | 125.5693 | china
datang changchun no.2 thermal power co ltd | 220 | subcritical | operating | 1991 | N/A | N/A | 43.8844 | 125.3936 | china
datang changchun no.2 thermal power co ltd | 220 | subcritical | operating | 1992 | N/A | N/A | 43.8844 | 125.3936 | china
datang changchun no.2 thermal power co ltd | 220 | subcritical | operating | 2005 | N/A | N/A | 43.8844 | 125.3936 | china
datang changchun no.2 thermal power co ltd | 220 | subcritical | operating | 2005 | N/A | N/A | 43.8844 | 125.3936 | china
datang changchun no.2 thermal power co ltd | 220 | subcritical | operating | 2007 | N/A | N/A | 43.8844 | 125.3936 | china
datang changchun no.2 thermal power co ltd | 220 | subcritical | operating | 2007 | N/A | N/A | 43.8844 | 125.3936 | china
datang changchun no.2 thermal power co ltd | 660 | ultra-supercritical | announced | N/A | N/A | N/A | 44.137 | 125.4603 | china
datang changchun no.2 thermal power co ltd | 660 | ultra-supercritical | announced | N/A | N/A | N/A | 44.137 | 125.4603 | china
datang jilin power generation co ltd changchun third thermal power branch | 300 | subcritical | operating | 2009 | N/A | N/A | 43.7781 | 125.1431 | china
datang jilin power generation co ltd changchun third thermal power branch | 300 | subcritical | operating | 2009 | N/A | N/A | 43.7781 | 125.1431 | china
datang jilin power generation co ltd changchun third thermal power branch | 80 | subcritical | operating | 2018 | N/A | N/A | 43.7781 | 125.1431 | china
datang jilin power generation co ltd changchun third thermal power branch | 80 | subcritical | operating | 2018 | N/A | N/A | 43.7781 | 125.1431 | china
hunan huadian changde power generation co ltd | 660 | ultra-supercritical | operating | 2015 | N/A | N/A | 29.031 | 111.7 | china
hunan huadian changde power generation co ltd | 660 | ultra-supercritical | operating | 2015 | N/A | N/A | 29.031 | 111.7 | china
xinjiang tianchi thermal power co ltd | 135 | subcritical | operating | 2010 | N/A | N/A | 44.1419 | 88.0164 | china
xinjiang tianchi thermal power co ltd | 135 | subcritical | operating | 2011 | N/A | N/A | 44.1419 | 88.0164 | china
changle shengshi power plant co ltd | 30 | unknown | operating | 2009 | N/A | N/A | 36.7393 | 118.8518 | china
changle shengshi power plant co ltd | 30 | unknown | operating | 2010 | N/A | N/A | 36.7393 | 118.8518 | china
changle shengshi power plant co ltd | 30 | unknown | operating | 2019 | N/A | N/A | 36.7393 | 118.8518 | china
changle shengshi power plant co ltd | 30 | unknown | operating | 2019 | N/A | N/A | 36.7393 | 118.8518 | china
hunan huadian changsha power generation co ltd | 600 | supercritical | operating | 2007 | N/A | N/A | 28.4886 | 112.7989 | china
hunan huadian changsha power generation co ltd | 600 | supercritical | operating | 2007 | N/A | N/A | 28.4886 | 112.7989 | china
datang changshan thermoelectricity plant | 660 | supercritical | operating | 2014 | N/A | N/A | 45.317 | 124.4893 | china
datang changshan thermoelectricity plant | 660 | ultra-supercritical | permitted | N/A | N/A | N/A | 45.317 | 124.4893 | china
datang changshan thermoelectricity plant | 100 | subcritical | retired | 1987 | 2007 | N/A | 45.317 | 124.4893 | china
datang changshan thermoelectricity plant | 100 | subcritical | retired | 1987 | 2007 | N/A | 45.317 | 124.4893 | china
datang changshan thermoelectricity plant | 200 | subcritical | retired | 1987 | 2009 | N/A | 45.317 | 124.4893 | china
datang changshan thermoelectricity plant | 200 | subcritical | retired | 1987 | 2016 | N/A | 45.317 | 124.4893 | china
chongqing enliji investment co ltd | 30 | subcritical | operating | 2013 | N/A | N/A | 29.8316 | 106.9675 | china
chongqing enliji investment co ltd | 30 | subcritical | operating | 2013 | N/A | N/A | 29.8316 | 106.9675 | china
chongqing enliji investment co ltd | 125 | subcritical | cancelled | N/A | N/A | N/A | 29.8316 | 106.9675 | china
chongqing enliji investment co ltd | 125 | subcritical | cancelled | N/A | N/A | N/A | 29.8316 | 106.9675 | china
jiangsu changshu electric power generating co ltd | 330 | subcritical | operating | 1993 | N/A | N/A | 31.7566 | 120.9731 | china
jiangsu changshu electric power generating co ltd | 330 | subcritical | operating | 1993 | N/A | N/A | 31.7566 | 120.9731 | china
jiangsu changshu electric power generating co ltd | 330 | subcritical | operating | 1994 | N/A | N/A | 31.7566 | 120.9731 | china
jiangsu changshu electric power generating co ltd | 330 | subcritical | operating | 1994 | N/A | N/A | 31.7566 | 120.9731 | china
jiangsu changshu electric power generating co ltd | 1000 | ultra-supercritical | operating | 2012 | N/A | N/A | 31.7532 | 120.9635 | china
jiangsu changshu electric power generating co ltd | 1000 | ultra-supercritical | operating | 2013 | N/A | N/A | 31.7532 | 120.9635 | china
jiangsu changshu electric power generating co ltd | 660 | ultra-supercritical | permitted | 2027 | N/A | N/A | 31.7532 | 120.9635 | china
jiangsu changshu electric power generating co ltd | 660 | ultra-supercritical | permitted | 2027 | N/A | N/A | 31.7532 | 120.9635 | china
jiangsu changshu electric power generating co ltd | 660 | ultra-supercritical | permitted | 2028 | N/A | N/A | 31.7532 | 120.9635 | china
china resources electric power (changshu) co ltd | 650 | supercritical | operating | 2005 | N/A | N/A | 31.7578 | 120.9781 | china
china resources electric power (changshu) co ltd | 650 | supercritical | operating | 2005 | N/A | N/A | 31.7578 | 120.9781 | china
china resources electric power (changshu) co ltd | 650 | supercritical | operating | 2006 | N/A | N/A | 31.7578 | 120.9781 | china
shan ying southern china paper industry co ltd | 45 | unknown | construction | N/A | N/A | N/A | 24.6058 | 117.7665 | china
shan ying southern china paper industry co ltd | 45 | unknown | construction | N/A | N/A | N/A | 24.6058 | 117.7665 | china
changtu shanghua thermal power co ltd | 50 | unknown | shelved | N/A | N/A | N/A | 42.7603 | 124.0729 | china
hengli petrochemical (dalian) refinery co ltd | 60 | subcritical | operating | 2012 | N/A | N/A | 39.5742 | 121.2547 | china
hengli petrochemical (dalian) refinery co ltd | 60 | subcritical | operating | 2012 | N/A | N/A | 39.5742 | 121.2547 | china
gd power development co ltd | 350 | supercritical | cancelled | N/A | N/A | N/A | 39.594 | 121.448 | china
gd power development co ltd | 350 | supercritical | cancelled | N/A | N/A | N/A | 39.594 | 121.448 | china
zhejiang zheneng changxing power generation co ltd | 300 | subcritical | cancelled | N/A | N/A | N/A | 30.9793 | 119.9205 | china
zhejiang zheneng changxing power generation co ltd | 300 | subcritical | cancelled | N/A | N/A | N/A | 30.9793 | 119.9205 | china
guodian changzhi thermoelectricity co ltd | 330 | subcritical | operating | 2012 | N/A | N/A | 36.1934 | 113.0114 | china
guodian changzhi thermoelectricity co ltd | 330 | subcritical | operating | 2012 | N/A | N/A | 36.1934 | 113.0114 | china
shanxi changzhi power generation co ltd | 1350 | ultra-supercritical | announced | N/A | N/A | N/A | 36.3321 | 113.1022 | china
shanxi changzhi power generation co ltd | 1350 | ultra-supercritical | announced | N/A | N/A | N/A | 36.3321 | 113.1022 | china
shanxi changzhi power generation co ltd | 1000 | ultra-supercritical | operating | 2021 | N/A | N/A | 36.3321 | 113.1022 | china
shanxi changzhi power generation co ltd | 1000 | ultra-supercritical | operating | 2021 | N/A | N/A | 36.3321 | 113.1022 | china
zhangze power generation branch of shanxi zhangze electric power co ltd | 100 | subcritical | retired | 1985 | 2010 | N/A | 36.3226 | 113.0816 | china
zhangze power generation branch of shanxi zhangze electric power co ltd | 100 | subcritical | retired | 1986 | 2010 | N/A | 36.3226 | 113.0816 | china
zhangze power generation branch of shanxi zhangze electric power co ltd | 210 | subcritical | operating | 1989 | N/A | N/A | 36.3226 | 113.0816 | china
zhangze power generation branch of shanxi zhangze electric power co ltd | 210 | subcritical | retired | 1990 | 2019 | N/A | 36.3226 | 113.0816 | china
zhangze power generation branch of shanxi zhangze electric power co ltd | 210 | subcritical | operating | 1990 | N/A | N/A | 36.3226 | 113.0816 | china
zhangze power generation branch of shanxi zhangze electric power co ltd | 210 | subcritical | retired | 1991 | 2019 | N/A | 36.3226 | 113.0816 | china
shanxi luan yuwu thermal power co ltd | 135 | subcritical | operating | 2006 | N/A | N/A | 36.3653 | 112.8506 | china
shanxi luan yuwu thermal power co ltd | 135 | subcritical | operating | 2006 | N/A | N/A | 36.3653 | 112.8506 | china
changzhi xinlong coal gangue power plant co ltd | 350 | supercritical | cancelled | N/A | N/A | N/A | 36.0182 | 113.0261 | china
changzhi xinlong coal gangue power plant co ltd | 350 | supercritical | cancelled | N/A | N/A | N/A | 36.0182 | 113.0261 | china
guodian changzhou power generating co ltd | 1000 | ultra-supercritical | construction | 2025 | N/A | N/A | 31.764 | 120.1241 | china
guodian changzhou power generating co ltd | 1000 | ultra-supercritical | construction | 2025 | N/A | N/A | 31.764 | 120.1241 | china
guodian changzhou power generating co ltd | 630 | supercritical | operating | 2006 | N/A | N/A | 31.9583 | 119.9925 | china
guodian changzhou power generating co ltd | 630 | supercritical | operating | 2006 | N/A | N/A | 31.9583 | 119.9925 | china
changzhou yatai thermoelectricity co ltd | 55 | subcritical | operating | 2006 | N/A | N/A | 31.7651 | 120.1238 | china
changzhou yatai thermoelectricity co ltd | 60 | subcritical | operating | 2007 | N/A | N/A | 31.7651 | 120.1238 | china
changzhou zhongtian iron and steel co ltd | 60 | unknown | retired | 2003 | 2019 | N/A | 31.7078 | 120.0878 | china
huaneng chaohu power generation co ltd | 660 | supercritical | cancelled | N/A | N/A | N/A | 31.652 | 117.8229 | china
huaneng chaohu power generation co ltd | 660 | supercritical | cancelled | N/A | N/A | N/A | 31.652 | 117.8229 | china
huaneng chaohu power generation co ltd | 600 | supercritical | operating | 2008 | N/A | N/A | 31.652 | 117.8229 | china
huaneng chaohu power generation co ltd | 600 | supercritical | operating | 2008 | N/A | N/A | 31.652 | 117.8229 | china
chaoyang thermal power plant | 200 | subcritical | retired | 1972 | 2010 | N/A | 41.6143 | 120.4246 | china
chaoyang thermal power plant | 200 | subcritical | retired | 1975 | 2010 | N/A | 41.6143 | 120.4246 | china
chaoyang thermal power plant | 350 | supercritical | operating | 2017 | N/A | N/A | 41.6143 | 120.4246 | china
chaoyang thermal power plant | 350 | supercritical | operating | 2018 | N/A | N/A | 41.6143 | 120.4246 | china
chaoyang yanshan lake power generation co ltd | 600 | supercritical | operating | 2011 | N/A | N/A | 41.5073 | 120.3197 | china
chaoyang yanshan lake power generation co ltd | 600 | supercritical | operating | 2012 | N/A | N/A | 41.5073 | 120.3197 | china
chaoyang yanshan lake power generation co ltd | 1000 | supercritical | cancelled | N/A | N/A | N/A | 41.5073 | 120.3197 | china
chaoyang yanshan lake power generation co ltd | 1000 | supercritical | cancelled | N/A | N/A | N/A | 41.5073 | 120.3197 | china
chaoyang yanshan lake power generation co ltd | 1000 | supercritical | cancelled | N/A | N/A | N/A | 41.5073 | 120.3197 | china
chaoyang yanshan lake power generation co ltd | 1000 | supercritical | cancelled | N/A | N/A | N/A | 41.5073 | 120.3197 | china
guangdongdatanginternationalchaozhoupower co ltd | 1000 | ultra-supercritical | construction | 2026 | N/A | N/A | 23.5664 | 117.0972 | china
guangdongdatanginternationalchaozhoupower co ltd | 1000 | ultra-supercritical | construction | 2026 | N/A | N/A | 23.5664 | 117.0972 | china
guangdongdatanginternationalchaozhoupower co ltd | 1000 | ultra-supercritical | operating | 2009 | N/A | N/A | 23.5664 | 117.0972 | china
guangdongdatanginternationalchaozhoupower co ltd | 1000 | ultra-supercritical | operating | 2010 | N/A | N/A | 23.5664 | 117.0972 | china
guangdongdatanginternationalchaozhoupower co ltd | 630 | supercritical | operating | 2006 | N/A | N/A | 23.5664 | 117.0972 | china
guangdongdatanginternationalchaozhoupower co ltd | 630 | supercritical | operating | 2006 | N/A | N/A | 23.5664 | 117.0972 | china
chengde dongsheng thermal power co ltd | 30 | unknown | operating | 2020 | N/A | N/A | 40.5387 | 117.6499 | china
chengde dongsheng thermal power co ltd | 30 | unknown | operating | 2023 | N/A | N/A | 40.5387 | 117.6499 | china
construction investment chengde thermal power co ltd | 350 | supercritical | operating | 2017 | N/A | N/A | 40.8036 | 118.0614 | china
construction investment chengde thermal power co ltd | 350 | supercritical | operating | 2017 | N/A | N/A | 40.8036 | 118.0614 | china
kailuan gcl power generation co ltd | 350 | unknown | cancelled | N/A | N/A | N/A | 40.539 | 117.6517 | china
kailuan gcl power generation co ltd | 350 | unknown | cancelled | N/A | N/A | N/A | 40.539 | 117.6517 | china
jialing power generation branch of sichuan electric power co | 142 | subcritical | retired | 2001 | 2011 | N/A | 30.6585 | 104.1314 | china
jialing power generation branch of sichuan electric power co | 142 | subcritical | retired | 2000 | 2011 | N/A | 30.6585 | 104.1314 | china
jialing power generation branch of sichuan electric power co | 75 | subcritical | retired | 1999 | 2011 | N/A | 30.6585 | 104.1314 | china
chengdu jintang power plant | 1000 | ultra-supercritical | cancelled | N/A | N/A | N/A | 30.7056 | 104.5803 | china
chengdu jintang power plant | 1000 | ultra-supercritical | cancelled | N/A | N/A | N/A | 30.7056 | 104.5803 | china
chengdu jintang power plant | 600 | supercritical | operating | 2007 | N/A | N/A | 30.7056 | 104.5803 | china
chengdu jintang power plant | 600 | supercritical | operating | 2007 | N/A | N/A | 30.7056 | 104.5803 | china
china huaneng group co ltd | 200 | subcritical | retired | 1990 | 2007 | N/A | 30.66 | 104.1326 | china
xiangyuan chengfeng thermal power co ltd | 50 | unknown | operating | 2005 | N/A | N/A | 36.4996 | 112.9666 | china
xiangyuan chengfeng thermal power co ltd | 50 | unknown | operating | 2005 | N/A | N/A | 36.4996 | 112.9666 | china
xiangyuan chengfeng thermal power co ltd | 50 | unknown | operating | 2008 | N/A | N/A | 36.4996 | 112.9666 | china
N/A | 155 | unknown | operating | 2019 | N/A | N/A | 36.8597 | 118.6996 | china
N/A | 155 | unknown | operating | 2019 | N/A | N/A | 36.8597 | 118.6996 | china
tianjin chentang thermoelectricity co ltd | 50 | subcritical | retired | 1991 | 2010 | N/A | 39.0538 | 117.237 | china
tianjin chentang thermoelectricity co ltd | 135 | subcritical | retired | 2005 | 2010 | N/A | 39.0538 | 117.237 | china
tianjin chentang thermoelectricity co ltd | 135 | subcritical | retired | 2005 | 2015 | N/A | 39.0538 | 117.237 | china
tianjin chentang thermoelectricity co ltd | 300 | subcritical | retired | 2008 | 2015 | N/A | 39.0538 | 117.237 | china
tianjin chentang thermoelectricity co ltd | 300 | subcritical | retired | 2008 | 2015 | N/A | 39.0538 | 117.237 | china
china shenhua energy co ltd | 1000 | unknown | cancelled | N/A | N/A | N/A | 26.1791 | 113.0417 | china
china shenhua energy co ltd | 1000 | unknown | cancelled | N/A | N/A | N/A | 26.1791 | 113.0417 | china
state power investment corporation inner mongolia energy co ltd chifeng thermal power plant | 135 | subcritical | operating | 2007 | N/A | N/A | 42.2712 | 118.9786 | china
state power investment corporation inner mongolia energy co ltd chifeng thermal power plant | 135 | subcritical | operating | 2007 | N/A | N/A | 42.2712 | 118.9786 | china
inner mongolia daban power generation co ltd | 600 | subcritical | operating | 2013 | N/A | N/A | 43.5896 | 118.7114 | china
inner mongolia daban power generation co ltd | 600 | subcritical | operating | 2013 | N/A | N/A | 43.5896 | 118.7114 | china
chifeng economic development zone power generation co ltd | 350 | supercritical | operating | 2021 | N/A | N/A | 42.2737 | 119.1442 | china
chifeng economic development zone power generation co ltd | 350 | supercritical | operating | 2021 | N/A | N/A | 42.2737 | 119.1442 | china
thermal power branch of chifeng fulong thermal power co ltd | 50 | subcritical | operating | 2020 | N/A | N/A | 42.1744 | 118.9319 | china
thermal power branch of chifeng fulong thermal power co ltd | 50 | subcritical | operating | 2020 | N/A | N/A | 42.1744 | 118.9319 | china
china energy investment corp | 2000 | unknown | cancelled | N/A | N/A | N/A | 43.967 | 119.376 | china
chifeng xincheng thermal power branch of inner mongolia baiyinhua coal power co ltd of state power investment group | 300 | subcritical | operating | 2017 | N/A | N/A | 42.291 | 118.8893 | china
chifeng xincheng thermal power branch of inner mongolia baiyinhua coal power co ltd of state power investment group | 300 | subcritical | operating | 2017 | N/A | N/A | 42.2934 | 118.9133 | china
jingneng (chifeng) energy development co ltd | 135 | subcritical | operating | 2008 | N/A | N/A | 42.2883 | 119.0537 | china
jingneng (chifeng) energy development co ltd | 135 | subcritical | operating | 2008 | N/A | N/A | 42.2883 | 119.0537 | china
yuanbaoshan power generation co ltd | 600 | subcritical | operating | 1998 | N/A | N/A | 42.3033 | 119.3242 | china
yuanbaoshan power generation co ltd | 600 | subcritical | operating | 2007 | N/A | N/A | 42.3033 | 119.3242 | china
yuanbaoshan power generation co ltd | 600 | subcritical | operating | 1985 | N/A | 2029 | 42.3033 | 119.3242 | china
yuanbaoshan power generation co ltd | 300 | subcritical | retired | 1978 | 2011 | N/A | 42.3033 | 119.3242 | china
yuanbaoshan power generation co ltd | 1000 | unknown | cancelled | N/A | N/A | N/A | 42.3033 | 119.3242 | china
yuanbaoshan power generation co ltd | 1000 | unknown | cancelled | N/A | N/A | N/A | 42.3033 | 119.3242 | china
china coal group yili energy development co., ltd. co ltd | 660 | ultra-supercritical | permitted | 2026 | N/A | N/A | 44.0783 | 81.4927 | china
china coal group yili energy development co., ltd. co ltd | 660 | ultra-supercritical | permitted | 2026 | N/A | N/A | 44.0783 | 81.4927 | china
middling coal guangyuan energy co ltd | 1000 | ultra-supercritical | construction | 2025 | N/A | N/A | 32.3325 | 105.5847 | china
middling coal guangyuan energy co ltd | 1000 | ultra-supercritical | construction | 2026 | N/A | N/A | 32.3325 | 105.5847 | china
china resources electric power co ltd | 1000 | ultra-supercritical | operating | 2019 | N/A | N/A | 38.9961 | 118.4875 | china
china resources electric power co ltd | 1000 | ultra-supercritical | operating | 2020 | N/A | N/A | 38.9961 | 118.4875 | china
china resources electric power co ltd | 300 | subcritical | operating | 2009 | N/A | N/A | 38.9961 | 118.4875 | china
china resources electric power co ltd | 300 | subcritical | operating | 2009 | N/A | N/A | 38.9961 | 118.4875 | china
china resources power holdings co ltd | 1000 | supercritical | cancelled | N/A | N/A | N/A | 33.266 | 120.753 | china
china resources power holdings co ltd | 1000 | supercritical | cancelled | N/A | N/A | N/A | 33.266 | 120.753 | china
inner mongolia dengkou jinniu coal and electricity co ltd | 600 | subcritical | cancelled | N/A | N/A | N/A | 40.3837 | 107.0038 | china
inner mongolia dengkou jinniu coal and electricity co ltd | 600 | subcritical | cancelled | N/A | N/A | N/A | 40.3837 | 107.0038 | china
inner mongolia dengkou jinniu coal and electricity co ltd | 330 | subcritical | operating | 2009 | N/A | N/A | 40.3837 | 107.0038 | china
inner mongolia dengkou jinniu coal and electricity co ltd | 330 | subcritical | operating | 2009 | N/A | N/A | 40.3837 | 107.0038 | china
china resources power (wenzhou) co ltd | 1000 | ultra-supercritical | construction | 2025 | N/A | N/A | 27.4974 | 120.6632 | china
china resources power (wenzhou) co ltd | 1000 | ultra-supercritical | construction | 2025 | N/A | N/A | 27.4974 | 120.6632 | china
china resources power (wenzhou) co ltd | 1000 | ultra-supercritical | operating | 2014 | N/A | N/A | 27.4974 | 120.6632 | china
china resources power (wenzhou) co ltd | 1000 | ultra-supercritical | operating | 2014 | N/A | N/A | 27.4974 | 120.6632 | china
aluminum corporation of china | 1200 | unknown | cancelled | N/A | N/A | N/A | 35.49 | 108.357 | china
guoneng shenwan chizhou power generation co ltd | 660 | ultra-supercritical | construction | 2025 | N/A | N/A | 30.7531 | 117.5907 | china
guoneng shenwan chizhou power generation co ltd | 660 | ultra-supercritical | construction | N/A | N/A | N/A | 30.7531 | 117.5907 | china
guoneng shenwan chizhou power generation co ltd | 320 | subcritical | operating | 2005 | N/A | N/A | 30.7531 | 117.5907 | china
guoneng shenwan chizhou power generation co ltd | 320 | subcritical | operating | 2005 | N/A | N/A | 30.7531 | 117.5907 | china
chongqing baihe electric power co ltd | 300 | subcritical | operating | 2005 | N/A | N/A | 31.2692 | 108.4569 | china
chongqing baihe electric power co ltd | 300 | subcritical | operating | 2006 | N/A | N/A | 31.2692 | 108.4569 | china
chongqing baihe electric power co ltd | 50 | subcritical | retired | 1992 | 2016 | N/A | 31.2692 | 108.4569 | china
chongqing baihe electric power co ltd | 50 | subcritical | retired | 1992 | 2016 | N/A | 31.2692 | 108.4569 | china
chongqing fangsheng electric power co ltd | 50 | subcritical | retired | 2005 | 2017 | N/A | 28.9442 | 106.8835 | china
spic chongqing electric power co ltd kowloon branch | 200 | subcritical | retired | 1986 | 2014 | N/A | 29.502 | 106.511 | china
chongqing lee & man paper manufacturing ltd | 75 | subcritical | operating | 2008 | N/A | N/A | 29.0363 | 105.855 | china
chongqing lee & man paper manufacturing ltd | 75 | subcritical | operating | 2008 | N/A | N/A | 29.0363 | 105.855 | china
chongqing lee & man paper manufacturing ltd | 50 | subcritical | operating | 2008 | N/A | N/A | 29.0363 | 105.855 | china
chongqing zhongji longqiao thermal power co ltd | 80 | subcritical | cancelled | N/A | N/A | N/A | 29.7071 | 107.3033 | china
chongqing zhongji longqiao thermal power co ltd | 80 | subcritical | cancelled | N/A | N/A | N/A | 29.7071 | 107.3033 | china
chongqing zhongji longqiao thermal power co ltd | 80 | subcritical | cancelled | N/A | N/A | N/A | 29.7071 | 107.3033 | china
chongqing zhongji longqiao thermal power co ltd | 300 | subcritical | operating | 2014 | N/A | N/A | 29.7071 | 107.3033 | china
chongqing zhongji longqiao thermal power co ltd | 50 | subcritical | operating | 2014 | N/A | N/A | 29.7071 | 107.3033 | china
chongqing zhongji longqiao thermal power co ltd | 50 | subcritical | operating | 2014 | N/A | N/A | 29.7071 | 107.3033 | china
nine dragons paper industries (chongqing) co ltd | 60 | subcritical | operating | 2008 | N/A | N/A | 29.2918 | 106.3968 | china
nine dragons paper industries (chongqing) co ltd | 60 | subcritical | operating | 2008 | N/A | N/A | 29.2918 | 106.3968 | china
nine dragons paper industries (chongqing) co ltd | 105 | subcritical | operating | 2018 | N/A | N/A | 29.2918 | 106.3968 | china
shenhua guoneng group co ltd chongqing power plant | 200 | subcritical | retired | 1986 | 2014 | N/A | 29.4835 | 106.539 | china
shenhua guoneng group co ltd chongqing power plant | 200 | subcritical | retired | 1986 | 2015 | N/A | 29.4835 | 106.539 | china
chongqing qineng electricity&aluminum co ltd | 330 | subcritical | operating | 2013 | N/A | N/A | 29.0043 | 106.5688 | china
chongqing qineng electricity&aluminum co ltd | 330 | subcritical | operating | 2013 | N/A | N/A | 29.0043 | 106.5688 | china
guoneng chongqing power plant co ltd | 660 | supercritical | operating | 2022 | N/A | N/A | 28.8445 | 106.7732 | china
guoneng chongqing power plant co ltd | 660 | supercritical | operating | 2023 | N/A | N/A | 28.8445 | 106.7732 | china
chongqing datang international shizhu power generation co ltd | 350 | supercritical | operating | 2014 | N/A | N/A | 30.39 | 108.2202 | china
chongqing datang international shizhu power generation co ltd | 350 | supercritical | operating | 2014 | N/A | N/A | 30.39 | 108.2202 | china
state power investment group chongqing hechuan power generation co ltd | 1050 | ultra-supercritical | permitted | 2026 | N/A | N/A | 30.1611 | 106.5481 | china
state power investment group chongqing hechuan power generation co ltd | 1050 | ultra-supercritical | permitted | 2026 | N/A | N/A | 30.1611 | 106.5481 | china
state power investment group chongqing hechuan power generation co ltd | 660 | ultra-supercritical | operating | 2013 | N/A | N/A | 30.1611 | 106.5481 | china
state power investment group chongqing hechuan power generation co ltd | 660 | ultra-supercritical | operating | 2014 | N/A | N/A | 30.1611 | 106.5481 | china
state power investment group chongqing hechuan power generation co ltd | 300 | subcritical | operating | 2006 | N/A | N/A | 30.1611 | 106.5481 | china
state power investment group chongqing hechuan power generation co ltd | 300 | subcritical | operating | 2006 | N/A | N/A | 30.1611 | 106.5481 | china
chongqing changdian united energy co ltd | 80 | unknown | permitted | N/A | N/A | N/A | 30.7399 | 108.3807 | china
chongqing changdian united energy co ltd | 80 | unknown | operating | 2022 | N/A | N/A | 30.7399 | 108.3807 | china
chongqing changdian united energy co ltd | 80 | unknown | operating | 2022 | N/A | N/A | 30.7399 | 108.3807 | china
chongqing wanzhou electric power co ltd | 1000 | ultra-supercritical | announced | N/A | N/A | N/A | 30.6779 | 108.399 | china
chongqing wanzhou electric power co ltd | 1000 | ultra-supercritical | announced | N/A | N/A | N/A | 30.6779 | 108.399 | china
chongqing wanzhou electric power co ltd | 1000 | ultra-supercritical | operating | 2015 | N/A | N/A | 30.6779 | 108.399 | china
chongqing wanzhou electric power co ltd | 1000 | ultra-supercritical | operating | 2015 | N/A | N/A | 30.6779 | 108.399 | china
guodian chongzuo power generation co ltd | 600 | supercritical | cancelled | N/A | N/A | N/A | 22.4797 | 107.474 | china
guodian chongzuo power generation co ltd | 600 | supercritical | cancelled | N/A | N/A | N/A | 22.4797 | 107.474 | china
guodian chongzuo power generation co ltd | 1000 | supercritical | cancelled | 2023 | N/A | N/A | 22.4832 | 107.5145 | china
guodian chongzuo power generation co ltd | 1000 | supercritical | cancelled | 2023 | N/A | N/A | 22.4832 | 107.5145 | china
inner monglia chuangyuan metal co ltd | 330 | subcritical | operating | 2019 | N/A | N/A | 45.4373 | 119.4275 | china
inner monglia chuangyuan metal co ltd | 330 | subcritical | operating | 2019 | N/A | N/A | 45.4373 | 119.4275 | china
inner monglia chuangyuan metal co ltd | 330 | subcritical | operating | 2019 | N/A | N/A | 45.4373 | 119.4275 | china
inner monglia chuangyuan metal co ltd | 330 | subcritical | operating | 2020 | N/A | N/A | 45.4373 | 119.4275 | china
inner monglia chuangyuan metal co ltd | 330 | subcritical | operating | 2020 | N/A | N/A | 45.4373 | 119.4275 | china
inner monglia chuangyuan metal co ltd | 330 | subcritical | operating | 2020 | N/A | N/A | 45.4373 | 119.4275 | china
yili chuanning biotechnology co ltd | 135 | unknown | operating | 2014 | N/A | N/A | 43.9361 | 81.1606 | china
yili chuanning biotechnology co ltd | 135 | unknown | operating | 2014 | N/A | N/A | 43.9361 | 81.1606 | china
yili chuanning biotechnology co ltd | 55 | unknown | operating | 2014 | N/A | N/A | 43.9361 | 81.1606 | china
datang fengyang xiaogang village energy co ltd | 660 | ultra-supercritical | construction | 2026 | N/A | N/A | 32.9337 | 117.6879 | china
datang fengyang xiaogang village energy co ltd | 660 | ultra-supercritical | construction | 2026 | N/A | N/A | 32.9337 | 117.6879 | china
xinwen mining group co ltd | 350 | unknown | cancelled | N/A | N/A | N/A | 44.9447 | 115.379 | china
xinwen mining group co ltd | 350 | unknown | cancelled | N/A | N/A | N/A | 44.9447 | 115.379 | china
cnpc fushun petrochemical co | 100 | subcritical | operating | 2012 | N/A | N/A | 41.8331 | 124.0514 | china
cnpc fushun petrochemical co | 100 | subcritical | operating | 2012 | N/A | N/A | 41.8331 | 124.0514 | china
cnpc fushun petrochemical co | 50 | subcritical | operating | 2000 | N/A | N/A | 41.8275 | 124.0455 | china
cnpc fushun petrochemical co | 60 | subcritical | operating | 2003 | N/A | N/A | 41.8275 | 124.0455 | china
cnsg jilantai salt chemical (group ) co ltd | 135 | unknown | operating | 2008 | N/A | N/A | 39.4316 | 106.6707 | china
cnsg jilantai salt chemical (group ) co ltd | 135 | unknown | operating | 2008 | N/A | N/A | 39.4316 | 106.6707 | china
jilin power share co ltd | 660 | supercritical | permitted | 2027 | N/A | N/A | 45.5263 | 122.7754 | china
jilin power share co ltd | 660 | supercritical | permitted | 2027 | N/A | N/A | 45.5263 | 122.7754 | china
jilin power share co ltd | 660 | supercritical | operating | 2010 | N/A | N/A | 45.5263 | 122.7754 | china
jilin power share co ltd | 660 | supercritical | operating | 2010 | N/A | N/A | 45.5263 | 122.7754 | china
state power investment group inner mongolia energy co ltd | 660 | ultra-supercritical | operating | 2024 | N/A | N/A | 44.8047 | 118.5136 | china
state power investment group inner mongolia energy co ltd | 660 | ultra-supercritical | operating | 2024 | N/A | N/A | 44.8047 | 118.5136 | china
cpi henan power limited co | 1000 | ultra-supercritical | cancelled | N/A | N/A | N/A | 32.686 | 112.086 | china
cpi henan power limited co | 1000 | ultra-supercritical | cancelled | N/A | N/A | N/A | 32.686 | 112.086 | china
jilin electric power co ltd | 70 | unknown | shelved | N/A | N/A | N/A | 43.3621 | 128.2157 | china
jilin electric power co ltd | 70 | unknown | shelved | N/A | N/A | N/A | 43.3621 | 128.2157 | china
china power investment northeast electric power co ltd fushun petrochemical new city thermal power project preparation office | 50 | unknown | cancelled | N/A | N/A | N/A | 41.8558 | 124.0132 | china
china power investment northeast electric power co ltd fushun petrochemical new city thermal power project preparation office | 50 | unknown | cancelled | N/A | N/A | N/A | 41.8558 | 124.0132 | china
tacheng branch of state power investment group xinjiang energy chemical co ltd | 350 | unknown | cancelled | N/A | N/A | N/A | 46.7043 | 82.9418 | china
tacheng branch of state power investment group xinjiang energy chemical co ltd | 350 | unknown | cancelled | N/A | N/A | N/A | 46.7043 | 82.9418 | china
jidian tonghua hekou thermal power co ltd | 42 | unknown | shelved | N/A | N/A | N/A | 41.683 | 125.8277 | china
jidian tonghua hekou thermal power co ltd | 42 | unknown | shelved | N/A | N/A | N/A | 41.683 | 125.8277 | china
cpi xinjiang energy chemical group co ltd | 1320 | unknown | cancelled | N/A | N/A | N/A | 44.166 | 87.543 | china
state power investment group upper yellow river hydropower development co ltd | 1000 | unknown | cancelled | N/A | N/A | N/A | 37.6714 | 102.8267 | china
state power investment group upper yellow river hydropower development co ltd | 1000 | unknown | cancelled | N/A | N/A | N/A | 37.6714 | 102.8267 | china
qinghai huanghe hydropower development co ltd | 660 | ultra-supercritical | operating | 2015 | N/A | N/A | 36.5843 | 101.4931 | china
qinghai huanghe hydropower development co ltd | 660 | ultra-supercritical | operating | 2016 | N/A | N/A | 36.5843 | 101.4931 | china
cpi xinjiang energy chemical group co ltd | 700 | unknown | cancelled | N/A | N/A | N/A | 42.868 | 90.213 | china
china resources power (guizhou) coal electricity integration co ltd | 660 | supercritical | cancelled | N/A | N/A | N/A | 27.4589 | 106.22 | china
china resources power (guizhou) coal electricity integration co ltd | 660 | supercritical | cancelled | N/A | N/A | N/A | 27.4589 | 106.22 | china
china resources power (guizhou) coal electricity integration co ltd | 350 | supercritical | cancelled | N/A | N/A | N/A | 27.4589 | 106.22 | china
china resources power (guizhou) coal electricity integration co ltd | 350 | supercritical | cancelled | N/A | N/A | N/A | 27.4589 | 106.22 | china
china resources power (guizhou) coal electricity integration co ltd | 660 | supercritical | cancelled | N/A | N/A | N/A | 26.7781 | 105.38 | china
china resources power (guizhou) coal electricity integration co ltd | 660 | supercritical | cancelled | N/A | N/A | N/A | 26.7781 | 105.38 | china
china resources power (guizhou) coal electricity integration co ltd | 660 | supercritical | pre-permit | 2025 | N/A | N/A | 26.8918 | 105.9124 | china
china resources power (guizhou) coal electricity integration co ltd | 660 | supercritical | pre-permit | 2025 | N/A | N/A | 26.8918 | 105.9124 | china
china resources power (guizhou) coal electricity integration co ltd | 660 | supercritical | cancelled | N/A | N/A | N/A | 27.2986 | 105.3053 | china
china resources power (guizhou) coal electricity integration co ltd | 660 | supercritical | cancelled | N/A | N/A | N/A | 27.2986 | 105.3053 | china
china resources power (xilinguole) co ltd | 660 | ultra-supercritical | operating | 2019 | N/A | N/A | 44.6022 | 116.6998 | china
china resources power (xilinguole) co ltd | 660 | ultra-supercritical | operating | 2019 | N/A | N/A | 44.6022 | 116.6998 | china
guoneng ningxia daba phase iii power generation co ltd | 600 | subcritical | operating | 2009 | N/A | N/A | 37.9897 | 105.9258 | china
guoneng ningxia daba phase iii power generation co ltd | 600 | subcritical | operating | 2009 | N/A | N/A | 37.9897 | 105.9258 | china
ningxia daba power generation co ltd | 330 | subcritical | operating | 1997 | N/A | N/A | 37.9855 | 105.9283 | china
ningxia daba power generation co ltd | 330 | subcritical | operating | 1997 | N/A | N/A | 37.9855 | 105.9283 | china
ningxia daba power generation co ltd | 330 | subcritical | operating | 1991 | N/A | N/A | 37.9855 | 105.9283 | china
ningxia daba power generation co ltd | 330 | subcritical | operating | 1992 | N/A | N/A | 37.9855 | 105.9283 | china
guoneng ningxia daba phase iv power generation co ltd | 660 | ultra-supercritical | operating | 2018 | N/A | N/A | 37.9917 | 105.9248 | china
guoneng ningxia daba phase iv power generation co ltd | 660 | ultra-supercritical | operating | 2019 | N/A | N/A | 37.9917 | 105.9248 | china
xinyuan fusion (beijing) power co ltd | 1000 | ultra-supercritical | construction | N/A | N/A | N/A | 31.1421 | 114.8922 | china
xinyuan fusion (beijing) power co ltd | 1000 | ultra-supercritical | construction | N/A | N/A | N/A | 31.1421 | 114.8922 | china
huanggang dabieshan power co ltd | 660 | supercritical | operating | 2020 | N/A | N/A | 31.1421 | 114.8922 | china
huanggang dabieshan power co ltd | 660 | supercritical | operating | 2020 | N/A | N/A | 31.1421 | 114.8922 | china
huanggang dabieshan power co ltd | 640 | supercritical | operating | 2008 | N/A | N/A | 31.1421 | 114.8922 | china
huanggang dabieshan power co ltd | 640 | supercritical | operating | 2008 | N/A | N/A | 31.1421 | 114.8922 | china
guangdong yudean dabu power generation co ltd | 1000 | ultra-supercritical | construction | 2024 | N/A | N/A | 24.4057 | 116.5878 | china
guangdong yudean dabu power generation co ltd | 1000 | ultra-supercritical | construction | 2024 | N/A | N/A | 24.4057 | 116.5878 | china
guangdong yudean dabu power generation co ltd | 600 | ultra-supercritical | operating | 2015 | N/A | N/A | 24.4057 | 116.5878 | china
guangdong yudean dabu power generation co ltd | 600 | ultra-supercritical | operating | 2016 | N/A | N/A | 24.4057 | 116.5878 | china
guizhou dafang power generation co ltd | 660 | supercritical | cancelled | N/A | N/A | N/A | 27.1006 | 105.5658 | china
guizhou dafang power generation co ltd | 660 | supercritical | cancelled | N/A | N/A | N/A | 27.1006 | 105.5658 | china
guizhou dafang power generation co ltd | 300 | subcritical | operating | 2006 | N/A | N/A | 27.1006 | 105.5658 | china
guizhou dafang power generation co ltd | 300 | subcritical | operating | 2006 | N/A | N/A | 27.1006 | 105.5658 | china
guizhou dafang power generation co ltd | 300 | subcritical | operating | 2007 | N/A | N/A | 27.1006 | 105.5658 | china
guizhou dafang power generation co ltd | 300 | subcritical | operating | 2007 | N/A | N/A | 27.1006 | 105.5658 | china
china resources power (guizhou) coal electricity integration co ltd | 350 | supercritical | cancelled | N/A | N/A | N/A | 27.157 | 105.6085 | china
china resources power (guizhou) coal electricity integration co ltd | 350 | supercritical | cancelled | N/A | N/A | N/A | 27.157 | 105.6085 | china
china resources power (guizhou) coal electricity integration co ltd | 660 | supercritical | pre-permit | 2025 | N/A | N/A | 26.9957 | 105.5078 | china
china resources power (guizhou) coal electricity integration co ltd | 660 | supercritical | pre-permit | 2025 | N/A | N/A | 26.9957 | 105.5078 | china
inner mongolia energy power generation investment group co ltd | 3800 | unknown | cancelled | N/A | N/A | N/A | 39.608 | 109.781 | china
petrochina dagang oilfield branch | 50 | subcritical | retired | N/A | 2014 | N/A | 38.7276 | 117.436 | china
dalian sanhui thermal power co ltd | 60 | unknown | operating | 2008 | N/A | N/A | 38.9614 | 121.8416 | china
dalian sanhui thermal power co ltd | 60 | unknown | operating | 2008 | N/A | N/A | 38.9614 | 121.8416 | china
daihai electric power co ltd | 600 | subcritical | operating | 2011 | N/A | N/A | 40.5197 | 112.6677 | china
daihai electric power co ltd | 600 | subcritical | operating | 2011 | N/A | N/A | 40.5197 | 112.6677 | china
daihai electric power co ltd | 630 | subcritical | operating | 2005 | N/A | N/A | 40.5197 | 112.6677 | china
daihai electric power co ltd | 630 | subcritical | operating | 2006 | N/A | N/A | 40.5197 | 112.6677 | china
china coal energy group co., ltd. east china branch co ltd | 660 | ultra-supercritical | construction | 2026 | N/A | N/A | 30.3336 | 121.9413 | china
china coal energy group co., ltd. east china branch co ltd | 660 | ultra-supercritical | construction | 2026 | N/A | N/A | 30.3336 | 121.9413 | china
inner mongolia jingda power generation co ltd | 330 | subcritical | operating | 2004 | N/A | N/A | 40.367 | 109.996 | china
inner mongolia jingda power generation co ltd | 330 | subcritical | operating | 2004 | N/A | N/A | 40.367 | 109.996 | china
inner mongolia mengda power generation co ltd | 330 | subcritical | operating | 1998 | N/A | N/A | 40.367 | 109.996 | china
inner mongolia mengda power generation co ltd | 330 | subcritical | operating | 1998 | N/A | N/A | 40.367 | 109.996 | china
inner mongolia mengda power generation co ltd | 330 | subcritical | operating | 1995 | N/A | N/A | 40.367 | 109.996 | china
inner mongolia mengda power generation co ltd | 330 | subcritical | operating | 1996 | N/A | N/A | 40.367 | 109.996 | china
inner mongolia juda power generation co ltd | 600 | supercritical | operating | 2006 | N/A | N/A | 40.367 | 109.996 | china
inner mongolia juda power generation co ltd | 600 | supercritical | operating | 2007 | N/A | N/A | 40.367 | 109.996 | china
dalat banner power generation branch of north united power co ltd | 1000 | ultra-supercritical | shelved | N/A | N/A | N/A | 40.367 | 109.996 | china
dalat banner power generation branch of north united power co ltd | 1000 | ultra-supercritical | operating | 2024 | N/A | N/A | 40.367 | 109.996 | china
dahua group co ltd | 50 | subcritical | retired | 1995 | 2015 | N/A | 38.968 | 121.6259 | china
dahua group co ltd | 50 | subcritical | retired | 1996 | 2016 | N/A | 38.968 | 121.6259 | china
beijing guodian electric power co ltd dalian development zone thermal power plant | 350 | supercritical | operating | 2012 | N/A | N/A | 39.0353 | 121.8152 | china
beijing guodian electric power co ltd dalian development zone thermal power plant | 350 | supercritical | operating | 2012 | N/A | N/A | 39.0353 | 121.8152 | china
beijing guodian electric power co ltd dalian development zone thermal power plant | 60 | subcritical | retired | 1998 | 2016 | N/A | 39.0353 | 121.8152 | china
beijing guodian electric power co ltd dalian development zone thermal power plant | 60 | subcritical | retired | 1999 | 2016 | N/A | 39.0353 | 121.8152 | china
dalian power generation co ltd | 300 | subcritical | operating | 2010 | N/A | N/A | 39.0264 | 121.5502 | china
dalian power generation co ltd | 300 | subcritical | operating | 2010 | N/A | N/A | 39.0264 | 121.5502 | china
dalian thermal power co ltd | 50 | subcritical | operating | 1987 | N/A | N/A | 38.914 | 121.614 | china
dalian taishan thermal power co ltd | 135 | subcritical | operating | 2005 | N/A | N/A | 38.9081 | 121.5535 | china
dalian taishan thermal power co ltd | 135 | subcritical | operating | 2006 | N/A | N/A | 38.9081 | 121.5535 | china
dalian xizhongdao power service co ltd | 50 | unknown | permitted | N/A | N/A | N/A | 39.4489 | 121.2904 | china
dalian xizhongdao power service co ltd | 50 | unknown | permitted | N/A | N/A | N/A | 39.4489 | 121.2904 | china
dalian xizhongdao power service co ltd | 50 | unknown | permitted | N/A | N/A | N/A | 39.4489 | 121.2904 | china
dalian power generation co ltd | 36 | unknown | retired | N/A | 2006 | N/A | 38.9072 | 121.5818 | china
dalian power generation co ltd | 36 | unknown | retired | N/A | 2006 | N/A | 38.9072 | 121.5818 | china
shaanxi shenmu power generation co ltd of national energy group | 350 | supercritical | cancelled | N/A | N/A | N/A | 38.8414 | 110.4424 | china
shaanxi shenmu power generation co ltd of national energy group | 350 | supercritical | cancelled | N/A | N/A | N/A | 38.8414 | 110.4424 | china
china coal hami power generation co ltd | 660 | supercritical | operating | 2014 | N/A | N/A | 42.3059 | 93.3519 | china
china coal hami power generation co ltd | 660 | supercritical | operating | 2014 | N/A | N/A | 42.3059 | 93.3519 | china
dandong jinshan thermoelectricity co ltd | 660 | subcritical | permitted | N/A | N/A | N/A | 40.1063 | 124.3193 | china
dandong jinshan thermoelectricity co ltd | 300 | subcritical | operating | 2012 | N/A | N/A | 40.1063 | 124.3193 | china
dandong jinshan thermoelectricity co ltd | 300 | subcritical | operating | 2012 | N/A | N/A | 40.1063 | 124.3193 | china
huaneng international power co ltd dandong power plant | 350 | subcritical | operating | 1998 | N/A | N/A | 39.8378 | 124.1454 | china
huaneng international power co ltd dandong power plant | 350 | subcritical | operating | 1998 | N/A | N/A | 39.8378 | 124.1454 | china
liaoning datang international shendong thermal power co ltd | 350 | supercritical | operating | 2018 | N/A | N/A | 41.7566 | 123.6365 | china
liaoning datang international shendong thermal power co ltd | 350 | supercritical | operating | 2018 | N/A | N/A | 41.7566 | 123.6365 | china
jiangsu guohua gaozi power generation co ltd | 1000 | ultra-supercritical | cancelled | N/A | N/A | N/A | 32.1813 | 119.2968 | china
jiangsu guohua gaozi power generation co ltd | 1000 | ultra-supercritical | cancelled | N/A | N/A | N/A | 32.1813 | 119.2968 | china
datang heilongjiang power generation co ltd | 350 | unknown | cancelled | 2020 | N/A | N/A | 46.4958 | 125.27 | china
datang heilongjiang power generation co ltd | 350 | unknown | cancelled | 2020 | N/A | N/A | 46.4958 | 125.27 | china
petrochina daqing petrochemical co | 40 | subcritical | operating | 1986 | N/A | N/A | 46.4452 | 125.2242 | china
petrochina daqing petrochemical co | 40 | subcritical | operating | 1986 | N/A | N/A | 46.4452 | 125.2242 | china
petrochina daqing petrochemical co | 40 | subcritical | operating | 1986 | N/A | N/A | 46.4452 | 125.2242 | china
petrochina daqing petrochemical co | 40 | subcritical | operating | 1985 | N/A | N/A | 46.4452 | 125.2242 | china
petrochina daqing petrochemical co | 40 | subcritical | operating | 1986 | N/A | N/A | 46.4452 | 125.2242 | china
petrochina daqing petrochemical co | 40 | subcritical | operating | 1986 | N/A | N/A | 46.4452 | 125.2242 | china
petrochina daqing petrochemical co | 40 | subcritical | operating | 1987 | N/A | N/A | 46.4452 | 125.2242 | china
petrochina daqing petrochemical co | 40 | subcritical | operating | 1987 | N/A | N/A | 46.4452 | 125.2242 | china
daqing high tech boyuan thermal power co ltd | 50 | unknown | operating | 2020 | N/A | N/A | 46.3076 | 124.7498 | china
daqing high tech boyuan thermal power co ltd | 50 | unknown | operating | 2021 | N/A | N/A | 46.3076 | 124.7498 | china
daqing high tech boyuan thermal power co ltd | 50 | unknown | cancelled | N/A | N/A | N/A | 46.3076 | 124.7498 | china
petrochina daqing petrochemical co | 200 | subcritical | operating | 1991 | N/A | N/A | 46.5528 | 125.0739 | china
petrochina daqing petrochemical co | 200 | subcritical | operating | 1992 | N/A | N/A | 46.5528 | 125.0739 | china
petrochina daqing petrochemical co | 200 | subcritical | operating | 1993 | N/A | N/A | 46.5528 | 125.0739 | china
petrochina daqing petrochemical co | 300 | subcritical | operating | 2013 | N/A | N/A | 46.5528 | 125.0739 | china
petrochina daqing petrochemical co | 50 | subcritical | operating | 1997 | N/A | N/A | 46.5749 | 124.8213 | china
petrochina daqing petrochemical co | 50 | subcritical | operating | 1997 | N/A | N/A | 46.5749 | 124.8213 | china
petrochina daqing petrochemical co | 100 | subcritical | operating | 2004 | N/A | N/A | 46.5749 | 124.8213 | china
datang baoji thermal power factory | 350 | unknown | cancelled | N/A | N/A | N/A | 34.3814 | 107.2936 | china
datang baoji thermal power factory | 350 | unknown | cancelled | N/A | N/A | N/A | 34.3814 | 107.2936 | china
datang baoji thermal power factory | 330 | subcritical | operating | 2009 | N/A | N/A | 34.3814 | 107.2936 | china
datang baoji thermal power factory | 330 | subcritical | operating | 2009 | N/A | N/A | 34.3814 | 107.2936 | china
datang binzhou power generation co ltd | 350 | supercritical | operating | 2015 | N/A | N/A | 37.4666 | 118.0469 | china
datang binzhou power generation co ltd | 350 | supercritical | operating | 2015 | N/A | N/A | 37.4666 | 118.0469 | china
datang shaanxi power generation co ltd chengcheng coal, electricity and aluminum project preparation office | 350 | CFB | cancelled | N/A | N/A | N/A | 35.1499 | 109.931 | china
datang shaanxi power generation co ltd chengcheng coal, electricity and aluminum project preparation office | 350 | CFB | cancelled | N/A | N/A | N/A | 35.1499 | 109.931 | china
datang shanxi power generation co ltd | 1000 | ultra-supercritical | cancelled | N/A | N/A | N/A | 38.473 | 112.957 | china
datang shanxi power generation co ltd | 1000 | ultra-supercritical | cancelled | N/A | N/A | N/A | 38.473 | 112.957 | china
datang dongying power generation co ltd | 1000 | ultra-supercritical | cancelled | N/A | N/A | N/A | 38.1132 | 118.9102 | china
datang dongying power generation co ltd | 1000 | ultra-supercritical | cancelled | N/A | N/A | N/A | 38.1132 | 118.9102 | china
datang dongying power generation co ltd | 1000 | ultra-supercritical | operating | 2020 | N/A | N/A | 38.1132 | 118.9102 | china
datang dongying power generation co ltd | 1000 | ultra-supercritical | operating | 2020 | N/A | N/A | 38.1132 | 118.9102 | china
datang international power generation co ltd | 660 | ultra-supercritical | construction | 2023 | N/A | N/A | 39.5948 | 118.5066 | china
datang international power generation co ltd | 660 | ultra-supercritical | construction | 2023 | N/A | N/A | 39.5948 | 118.5066 | china
datang international power generation co ltd | 660 | unknown | cancelled | N/A | N/A | N/A | 42.2123 | 116.5771 | china
datang international power generation co ltd | 660 | unknown | cancelled | N/A | N/A | N/A | 42.2123 | 116.5771 | china
datang international power generation co ltd | 660 | ultra-supercritical | cancelled | N/A | N/A | N/A | 36.4167 | 94.8833 | china
datang international power generation co ltd | 660 | ultra-supercritical | cancelled | N/A | N/A | N/A | 36.4167 | 94.8833 | china
china datang corp ltd | 1000 | ultra-supercritical | cancelled | N/A | N/A | N/A | 34.4647 | 119.7988 | china
china datang corp ltd | 1000 | ultra-supercritical | cancelled | N/A | N/A | N/A | 34.4647 | 119.7988 | china
datang international power generation co ltd | 600 | unknown | cancelled | N/A | N/A | N/A | 49.211 | 119.765 | china
datang international power generation co ltd | 600 | unknown | cancelled | N/A | N/A | N/A | 49.211 | 119.765 | china
datang xinjiang power generation co ltd | 350 | unknown | cancelled | N/A | N/A | N/A | 42.578 | 93.423 | china
datang xinjiang power generation co ltd | 350 | unknown | cancelled | N/A | N/A | N/A | 42.578 | 93.423 | china
datang xinjiang power generation co ltd | 350 | unknown | cancelled | N/A | N/A | N/A | 42.578 | 93.423 | china
datang xinjiang power generation co ltd | 350 | unknown | cancelled | N/A | N/A | N/A | 42.578 | 93.423 | china
shaanxi coal power lueyang co ltd | 1200 | unknown | cancelled | N/A | N/A | N/A | 33.067 | 107.023 | china
datang heilongjiang power generation co ltd harbin no. 1 thermal power plant | 660 | ultra-supercritical | permitted | N/A | N/A | N/A | 45.7117 | 126.4654 | china
datang heilongjiang power generation co ltd harbin no. 1 thermal power plant | 300 | subcritical | operating | 2010 | N/A | N/A | 45.7117 | 126.4654 | china
datang heilongjiang power generation co ltd harbin no. 1 thermal power plant | 300 | subcritical | operating | 2010 | N/A | N/A | 45.7117 | 126.4654 | china
datang xinjiang power generation co ltd | 350 | supercritical | cancelled | N/A | N/A | N/A | 42.3242 | 86.3198 | china
datang xinjiang power generation co ltd | 350 | supercritical | cancelled | N/A | N/A | N/A | 42.3242 | 86.3198 | china
china datang corp ltd | 1000 | ultra-supercritical | cancelled | N/A | N/A | N/A | 43.265 | 117.547 | china
china datang corp ltd | 1000 | ultra-supercritical | cancelled | N/A | N/A | N/A | 43.265 | 117.547 | china
datang international power generation co ltd | 350 | supercritical | cancelled | N/A | N/A | N/A | 40.4167 | 115.5167 | china
datang international power generation co ltd | 350 | supercritical | cancelled | N/A | N/A | N/A | 40.4167 | 115.5167 | china
datang huayin electric power co ltd | 350 | unknown | cancelled | N/A | N/A | N/A | 23.1398 | 113.7288 | china
datang huayin electric power co ltd | 350 | unknown | cancelled | N/A | N/A | N/A | 23.1398 | 113.7288 | china
thermal power plant of huadian hutubi energy co ltd | 660 | unknown | cancelled | N/A | N/A | N/A | 44.1405 | 86.7512 | china
thermal power plant of huadian hutubi energy co ltd | 660 | unknown | cancelled | N/A | N/A | N/A | 44.1405 | 86.7512 | china
thermal power plant of huadian hutubi energy co ltd | 300 | subcritical | operating | 2013 | N/A | N/A | 44.1507 | 86.8222 | china
thermal power plant of huadian hutubi energy co ltd | 300 | subcritical | operating | 2013 | N/A | N/A | 44.1507 | 86.8222 | china
huadian jimusar thermal power co ltd | 350 | supercritical | cancelled | 2021 | N/A | N/A | 43.959 | 89.213 | china
huadian jimusar thermal power co ltd | 350 | supercritical | cancelled | 2021 | N/A | N/A | 43.959 | 89.213 | china
china datang corp ltd | 1000 | ultra-supercritical | cancelled | N/A | N/A | N/A | 35.3363 | 119.0444 | china
china datang corp ltd | 1000 | ultra-supercritical | cancelled | N/A | N/A | N/A | 35.3363 | 119.0444 | china
datang xinjiang power generation co ltd | 350 | supercritical | cancelled | N/A | N/A | N/A | 44.146 | 80.4528 | china
datang xinjiang power generation co ltd | 350 | supercritical | cancelled | N/A | N/A | N/A | 44.146 | 80.4528 | china
zhejiang datang wushashan power generation co., ltd. co ltd | 660 | ultra-supercritical | permitted | N/A | N/A | N/A | 28.7867 | 121.6618 | china
zhejiang datang wushashan power generation co., ltd. co ltd | 660 | ultra-supercritical | permitted | N/A | N/A | N/A | 28.7867 | 121.6618 | china
datang linqing thermal power co ltd | 350 | supercritical | operating | 2016 | N/A | N/A | 36.8738 | 115.7705 | china
datang linqing thermal power co ltd | 350 | supercritical | operating | 2017 | N/A | N/A | 36.8738 | 115.7705 | china
datang luoyang thermal power co ltd | 75 | subcritical | retired | 2001 | 2019 | N/A | 34.6817 | 112.3778 | china
datang luoyang thermal power co ltd | 320 | subcritical | operating | 2005 | N/A | N/A | 34.6817 | 112.3778 | china
datang luoyang thermal power co ltd | 320 | subcritical | operating | 2005 | N/A | N/A | 34.6817 | 112.3778 | china
datang luoyang thermal power co ltd | 165 | subcritical | retired | 1999 | 2020 | N/A | 34.6817 | 112.3778 | china
datang luoyang thermal power co ltd | 165 | subcritical | retired | 1999 | 2020 | N/A | 34.6817 | 112.3778 | china
datang nanjing power plant | 125 | subcritical | retired | 1998 | 2011 | N/A | 32.0877 | 118.7331 | china
datang nanjing power plant | 125 | subcritical | retired | 1999 | 2011 | N/A | 32.0877 | 118.7331 | china
datang nanjing power plant | 660 | ultra-supercritical | operating | 2010 | N/A | N/A | 32.2135 | 119.2103 | china
datang nanjing power plant | 660 | ultra-supercritical | operating | 2010 | N/A | N/A | 32.2135 | 119.2103 | china
datang inner mongolia erdos silicon aluminum technology co ltd | 350 | unknown | cancelled | N/A | N/A | N/A | 40.0618 | 111.3149 | china
datang inner mongolia erdos silicon aluminum technology co ltd | 350 | unknown | cancelled | N/A | N/A | N/A | 40.0618 | 111.3149 | china
datang international power generation co ltd | 1000 | ultra-supercritical | cancelled | N/A | N/A | N/A | 36.7564 | 112.6972 | china
datang international power generation co ltd | 1000 | ultra-supercritical | cancelled | N/A | N/A | N/A | 36.7564 | 112.6972 | china
datang sanmenxia electric power co ltd | 1000 | ultra-supercritical | operating | 2017 | N/A | N/A | 34.6855 | 111.0274 | china
datang sanmenxia electric power co ltd | 1000 | ultra-supercritical | cancelled | N/A | N/A | N/A | 34.6855 | 111.0274 | china
datang sanmenxia power generation co ltd | 630 | supercritical | operating | 2006 | N/A | N/A | 34.6855 | 111.0274 | china
datang sanmenxia power generation co ltd | 630 | supercritical | operating | 2006 | N/A | N/A | 34.6855 | 111.0274 | china
sanmenxia huayang power generation co ltd | 320 | subcritical | operating | 1995 | N/A | N/A | 34.6855 | 111.0274 | china
sanmenxia huayang power generation co ltd | 320 | subcritical | operating | 1996 | N/A | N/A | 34.6855 | 111.0274 | china
datang international power generation co ltd | 300 | supercritical | cancelled | N/A | N/A | N/A | 26.5209 | 117.9912 | china
datang international power generation co ltd | 300 | supercritical | cancelled | N/A | N/A | N/A | 26.5209 | 117.9912 | china
shanxi datang international shentou power generation co ltd | 500 | subcritical | operating | 2004 | N/A | N/A | 39.3648 | 112.5333 | china
shanxi datang international shentou power generation co ltd | 500 | subcritical | operating | 2005 | N/A | N/A | 39.3648 | 112.5333 | china
datang shuangyashan thermal power co ltd | 200 | subcritical | operating | 2006 | N/A | N/A | 46.6801 | 131.169 | china
datang shuangyashan thermal power co ltd | 200 | subcritical | operating | 2006 | N/A | N/A | 46.6801 | 131.169 | china
datang guizhou power generation co ltd | 660 | unknown | cancelled | N/A | N/A | N/A | 26.55 | 104.96 | china
datang guizhou power generation co ltd | 660 | unknown | cancelled | N/A | N/A | N/A | 26.55 | 104.96 | china
china datang corp ltd | 300 | supercritical | cancelled | N/A | N/A | N/A | 45.0743 | 124.8649 | china
china datang corp ltd | 300 | supercritical | cancelled | N/A | N/A | N/A | 45.0743 | 124.8649 | china
datang shaanxi power generation co ltd weihe thermal power plant | 50 | subcritical | retired | 1968 | 2007 | N/A | 34.4311 | 108.8989 | china
datang shaanxi power generation co ltd weihe thermal power plant | 50 | subcritical | retired | 1969 | 2007 | N/A | 34.4311 | 108.8989 | china
datang shaanxi power generation co ltd weihe thermal power plant | 300 | subcritical | operating | 2009 | N/A | N/A | 34.4311 | 108.8989 | china
datang shaanxi power generation co ltd weihe thermal power plant | 300 | subcritical | operating | 2009 | N/A | N/A | 34.4311 | 108.8989 | china
china datang corp ltd | 350 | supercritical | cancelled | N/A | N/A | N/A | 36.4188 | 114.9691 | china
china datang corp ltd | 350 | supercritical | cancelled | N/A | N/A | N/A | 36.4188 | 114.9691 | china
china datang group coal industry co ltd | 660 | ultra-supercritical | shelved | N/A | N/A | N/A | 44.5998 | 116.6871 | china
china datang group coal industry co ltd | 660 | ultra-supercritical | shelved | N/A | N/A | N/A | 44.5998 | 116.6871 | china
datang international power generation co ltd | 660 | ultra-supercritical | pre-permit | N/A | N/A | N/A | 40.4891 | 115.2663 | china
datang international power generation co ltd | 660 | ultra-supercritical | pre-permit | N/A | N/A | N/A | 40.4891 | 115.2663 | china
datang international power generation co ltd | 100 | subcritical | retired | 1982 | 2007 | N/A | 40.4891 | 115.2663 | china
datang international power generation co ltd | 100 | subcritical | retired | 1983 | 2007 | N/A | 40.4891 | 115.2663 | china
datang international power generation co ltd | 200 | subcritical | operating | 1988 | N/A | N/A | 40.4891 | 115.2663 | china
zhangjiakou ruiyang energy co ltd | 50 | unknown | shelved | N/A | N/A | N/A | 40.4891 | 115.2663 | china
zhangjiakou ruiyang energy co ltd | 50 | unknown | shelved | N/A | N/A | N/A | 40.4891 | 115.2663 | china
inner mongolia datang international xilinhot power generation co ltd | 660 | ultra-supercritical | operating | 2019 | N/A | N/A | 44.0223 | 116.1722 | china
inner mongolia datang international xilinhot power generation co ltd | 660 | ultra-supercritical | operating | 2020 | N/A | N/A | 44.0223 | 116.1722 | china
jiangxi datang international xinyu no.2 power generation co ltd | 1000 | ultra-supercritical | operating | 2024 | N/A | N/A | 27.6798 | 114.9565 | china
jiangxi datang international xinyu no.2 power generation co ltd | 1000 | ultra-supercritical | operating | 2024 | N/A | N/A | 27.6798 | 114.9565 | china
jiangxi datang international xinyu power generation co ltd | 220 | subcritical | operating | 1995 | N/A | N/A | 27.777 | 114.9091 | china
jiangxi datang international xinyu power generation co ltd | 220 | subcritical | operating | 1996 | N/A | N/A | 27.777 | 114.9091 | china
datang yanan power generation co ltd | 1000 | ultra-supercritical | permitted | N/A | N/A | N/A | 35.8267 | 109.3021 | china
datang yanan power generation co ltd | 1000 | ultra-supercritical | permitted | N/A | N/A | N/A | 35.8267 | 109.3021 | china
datang yanan power generation co ltd | 660 | ultra-supercritical | operating | 2023 | N/A | N/A | 35.8267 | 109.3021 | china
datang yanan power generation co ltd | 660 | ultra-supercritical | operating | 2024 | N/A | N/A | 35.8267 | 109.3021 | china
china datang corp ltd | 80 | unknown | cancelled | N/A | N/A | N/A | 42.9025 | 129.5014 | china
china datang corp ltd | 80 | unknown | cancelled | N/A | N/A | N/A | 42.9025 | 129.5014 | china
jiangxi datang international yichun coal power co ltd | 350 | subcritical | cancelled | N/A | N/A | N/A | 27.8 | 114.3833 | china
jiangxi datang international yichun coal power co ltd | 350 | subcritical | cancelled | N/A | N/A | N/A | 27.8 | 114.3833 | china
datang yuncheng power generation co ltd | 1000 | ultra-supercritical | construction | 2025 | N/A | N/A | 35.5184 | 115.958 | china
datang yuncheng power generation co ltd | 1000 | ultra-supercritical | construction | 2025 | N/A | N/A | 35.5184 | 115.958 | china
datang international power generation co ltd | 1000 | unknown | cancelled | N/A | N/A | N/A | 39.863 | 111.241 | china
datang international power generation co ltd | 1000 | unknown | cancelled | N/A | N/A | N/A | 39.863 | 111.241 | china
datang huayin youxian energy co ltd | 630 | supercritical | operating | 2016 | N/A | N/A | 27.2444 | 113.4603 | china
datang huayin youxian energy co ltd | 630 | supercritical | operating | 2016 | N/A | N/A | 27.2444 | 113.4603 | china
guodian power datong hudong power generation co ltd | 1000 | ultra-supercritical | construction | 2026 | N/A | N/A | 39.9671 | 113.3902 | china
guodian power datong hudong power generation co ltd | 1000 | ultra-supercritical | construction | 2026 | N/A | N/A | 39.9671 | 113.3902 | china
shanxi guotou yunfeng energy sources co ltd | 135 | subcritical | operating | 2010 | N/A | N/A | 39.9473 | 113.105 | china
shanxi guotou yunfeng energy sources co ltd | 135 | subcritical | operating | 2011 | N/A | N/A | 39.9473 | 113.105 | china
shanxi guotou yunfeng energy sources co ltd | 1000 | ultra-supercritical | pre-permit | N/A | N/A | N/A | 39.9473 | 113.105 | china
shanxi guotou yunfeng energy sources co ltd | 1000 | ultra-supercritical | pre-permit | N/A | N/A | N/A | 39.9473 | 113.105 | china
gd power datong power generation co ltd | 660 | supercritical | operating | 2009 | N/A | N/A | 40.0279 | 113.2933 | china
gd power datong power generation co ltd | 660 | supercritical | operating | 2009 | N/A | N/A | 40.0279 | 113.2933 | china
gd power datong power generation co ltd | 600 | subcritical | operating | 2005 | N/A | N/A | 40.0279 | 113.2933 | china
gd power datong power generation co ltd | 600 | subcritical | operating | 2005 | N/A | N/A | 40.0279 | 113.2933 | china
datong second power plant of beijing guodian power co ltd | 200 | subcritical | retired | 1984 | 2020 | N/A | 40.0279 | 113.2933 | china
datong second power plant of beijing guodian power co ltd | 200 | subcritical | retired | 1984 | 2020 | N/A | 40.0279 | 113.2933 | china
datong second power plant of beijing guodian power co ltd | 200 | subcritical | retired | 1985 | 2020 | N/A | 40.0279 | 113.2933 | china
datong second power plant of beijing guodian power co ltd | 200 | subcritical | operating | 1986 | N/A | N/A | 40.0279 | 113.2933 | china
datong second power plant of beijing guodian power co ltd | 200 | subcritical | operating | 1987 | N/A | N/A | 40.0279 | 113.2933 | china
datong second power plant of beijing guodian power co ltd | 200 | subcritical | operating | 1988 | N/A | N/A | 40.0279 | 113.2933 | china
jiangsu datun electric heating co ltd | 60 | subcritical | retired | 2008 | 2020 | N/A | 34.8686 | 116.9412 | china
jiangsu datun electric heating co ltd | 350 | supercritical | operating | 2019 | N/A | N/A | 34.7686 | 116.8919 | china
jiangsu datun electric heating co ltd | 350 | supercritical | operating | 2019 | N/A | N/A | 34.7686 | 116.8919 | china
jiangsu datun electric heating co ltd | 60 | subcritical | retired | 2009 | 2020 | N/A | 34.8686 | 116.9412 | china
jiangsu datun electric heating co ltd | 55 | subcritical | retired | N/A | 2010 | N/A | 34.8686 | 116.9412 | china
jiangsu datun electric heating co ltd | 135 | subcritical | retired | 2003 | 2019 | N/A | 34.8686 | 116.9412 | china
jiangsu datun electric heating co ltd | 135 | subcritical | retired | 2005 | 2019 | N/A | 34.8686 | 116.9412 | china
guotou panjiang power co ltd | 300 | unknown | cancelled | N/A | N/A | N/A | 26.7994 | 104.6319 | china
guotou panjiang power co ltd | 300 | unknown | cancelled | N/A | N/A | N/A | 26.7994 | 104.6319 | china
guoneng dawukou thermal power co ltd | 350 | supercritical | cancelled | N/A | N/A | N/A | 39.0355 | 106.3846 | china
guoneng dawukou thermal power co ltd | 350 | supercritical | cancelled | N/A | N/A | N/A | 39.0355 | 106.3846 | china
guoneng dawukou thermal power co ltd | 330 | subcritical | operating | 2010 | N/A | N/A | 39.0355 | 106.3846 | china
guoneng dawukou thermal power co ltd | 330 | subcritical | operating | 2010 | N/A | N/A | 39.0355 | 106.3846 | china
guoneng dawukou thermal power co ltd | 110 | subcritical | retired | 1985 | 2010 | N/A | 39.0355 | 106.3846 | china
guoneng dawukou thermal power co ltd | 110 | subcritical | retired | 1986 | 2010 | N/A | 39.0355 | 106.3846 | china
guoneng dawukou thermal power co ltd | 110 | subcritical | retired | 1986 | 2010 | N/A | 39.0355 | 106.3846 | china
guoneng dawukou thermal power co ltd | 110 | subcritical | retired | 1987 | 2010 | N/A | 39.0355 | 106.3846 | china
guangxi debao baikuang power generation co ltd | 350 | supercritical | operating | 2021 | N/A | N/A | 23.359 | 106.5841 | china
guangxi debao baikuang power generation co ltd | 350 | supercritical | operating | 2022 | N/A | N/A | 23.359 | 106.5841 | china
to be determined | 3600 | unknown | cancelled | N/A | N/A | N/A | 46.493 | 121.366 | china
zhengzhou rongqi thermal power energy co ltd | 210 | subcritical | retired | 2005 | 2020 | N/A | 34.3739 | 113.0555 | china
zhengzhou jujin thermoelectricity energy co ltd | 210 | subcritical | retired | 2005 | 2020 | N/A | 34.3739 | 113.0555 | china
dengfeng power plant group co ltd | 60 | subcritical | retired | 1995 | 2009 | N/A | 34.3739 | 113.0555 | china
dengfeng power plant group co ltd | 60 | subcritical | retired | 1995 | 2009 | N/A | 34.3739 | 113.0555 | china
dengfeng power plant group co ltd | 50 | subcritical | retired | 1995 | 2007 | N/A | 34.3739 | 113.0555 | china
dengfeng power plant group co ltd | 50 | subcritical | retired | 1995 | 2007 | N/A | 34.3739 | 113.0555 | china
dengfeng power plant group co ltd | 200 | subcritical | retired | 2005 | 2016 | N/A | 34.3739 | 113.0555 | china
china resources power dengfeng co ltd | 630 | supercritical | operating | 2011 | N/A | N/A | 34.3927 | 113.1988 | china
china resources power dengfeng co ltd | 630 | supercritical | operating | 2012 | N/A | N/A | 34.3927 | 113.1988 | china
china resources power dengfeng co ltd | 320 | subcritical | operating | 2004 | N/A | N/A | 34.3927 | 113.1988 | china
china resources power dengfeng co ltd | 320 | subcritical | operating | 2004 | N/A | N/A | 34.3927 | 113.1988 | china
xingren denggao electric power co ltd | 200 | subcritical | cancelled | N/A | N/A | N/A | 25.4795 | 105.4111 | china
xingren denggao electric power co ltd | 200 | subcritical | cancelled | N/A | N/A | N/A | 25.4795 | 105.4111 | china
xingren denggao electric power co ltd | 200 | subcritical | cancelled | N/A | N/A | N/A | 25.4795 | 105.4111 | china
xingren denggao electric power co ltd | 200 | subcritical | cancelled | N/A | N/A | N/A | 25.4795 | 105.4111 | china
xingren denggao electric power co ltd | 200 | subcritical | cancelled | N/A | N/A | N/A | 25.4795 | 105.4111 | china
xingren denggao electric power co ltd | 200 | subcritical | cancelled | N/A | N/A | N/A | 25.4795 | 105.4111 | china
linyi hengli thermal power co ltd | 50 | CFB | pre-permit | 2025 | N/A | N/A | 37.2965 | 116.8628 | china
dezhou shihua chemical industry co ltd | 30 | unknown | operating | N/A | N/A | N/A | 37.5143 | 116.367 | china
huaneng yunnan diandong energy co ltd | 600 | subcritical | operating | 2006 | N/A | N/A | 25.1994 | 104.6819 | china
huaneng yunnan diandong energy co ltd | 600 | subcritical | operating | 2006 | N/A | N/A | 25.1994 | 104.6819 | china
huaneng yunnan diandong energy co ltd | 600 | subcritical | operating | 2007 | N/A | N/A | 25.1994 | 104.6819 | china
huaneng yunnan diandong energy co ltd | 600 | subcritical | operating | 2008 | N/A | N/A | 25.1994 | 104.6819 | china
huaneng yunnan diandong energy co ltd | 600 | subcritical | cancelled | N/A | N/A | N/A | 25.1994 | 104.6819 | china
huaneng yunnan diandong energy co ltd | 600 | subcritical | cancelled | N/A | N/A | N/A | 25.1994 | 104.6819 | china
yunnan diandong yuwang energy co ltd | 600 | subcritical | operating | 2009 | N/A | N/A | 25.1016 | 104.617 | china
yunnan diandong yuwang energy co ltd | 600 | subcritical | operating | 2010 | N/A | N/A | 25.1016 | 104.617 | china
yunnan diandong yuwang energy co ltd | 1000 | subcritical | permitted | N/A | N/A | N/A | 25.1016 | 104.617 | china
yunnan diandong yuwang energy co ltd | 1000 | subcritical | permitted | N/A | N/A | N/A | 25.1016 | 104.617 | china
shaanxi huangling power generation co ltd | 1000 | ultra-supercritical | permitted | N/A | N/A | N/A | 35.6578 | 109.0505 | china
shaanxi huangling power generation co ltd | 1000 | ultra-supercritical | permitted | N/A | N/A | N/A | 35.6578 | 109.0505 | china
shaanxi huangling power generation co ltd | 1000 | ultra-supercritical | construction | N/A | N/A | N/A | 35.6578 | 109.0505 | china
shaanxi huangling power generation co ltd | 1000 | ultra-supercritical | construction | N/A | N/A | N/A | 35.6578 | 109.0505 | china
shaanxi huangling power generation co ltd | 660 | ultra-supercritical | operating | 2023 | N/A | N/A | 35.6578 | 109.0505 | china
shaanxi huangling power generation co ltd | 660 | ultra-supercritical | operating | 2023 | N/A | N/A | 35.6578 | 109.0505 | china
liaoning diaobingshan coal gangue power generation co ltd | 300 | subcritical | operating | 2010 | N/A | N/A | 42.4942 | 123.5662 | china
liaoning diaobingshan coal gangue power generation co ltd | 300 | subcritical | operating | 2010 | N/A | N/A | 42.4942 | 123.5662 | china
dingfeng (taixing) thermal power co ltd | 37 | CFB | permitted | N/A | N/A | N/A | 32.0716 | 119.5739 | china
dingfeng (taixing) thermal power co ltd | 37 | CFB | permitted | N/A | N/A | N/A | 32.0716 | 119.5739 | china
hebei guohua dingzhou power generation co ltd | 660 | ultra-supercritical | construction | N/A | N/A | N/A | 38.5122 | 114.8434 | china
hebei guohua dingzhou power generation co ltd | 660 | ultra-supercritical | construction | N/A | N/A | N/A | 38.5122 | 114.8434 | china
hebei guohua dingzhou power generation co ltd | 600 | subcritical | operating | 2004 | N/A | N/A | 38.5122 | 114.8434 | china
hebei guohua dingzhou power generation co ltd | 600 | subcritical | operating | 2004 | N/A | N/A | 38.5122 | 114.8434 | china
hebei guohua dingzhou power generation co ltd | 660 | supercritical | operating | 2009 | N/A | N/A | 38.5122 | 114.8434 | china
hebei guohua dingzhou power generation co ltd | 660 | supercritical | operating | 2009 | N/A | N/A | 38.5122 | 114.8434 | china
yima jinhuixin energy comprehensive utilization co ltd | 135 | subcritical | retired | 2004 | 2016 | N/A | 34.7448 | 111.8434 | china
yima jinhuixin energy comprehensive utilization co ltd | 135 | subcritical | retired | 2004 | 2016 | N/A | 34.7448 | 111.8434 | china
thermal power plant of dongfeng motor group co ltd | 50 | subcritical | retired | 1984 | 2019 | N/A | 32.6499 | 110.7383 | china
thermal power plant of dongfeng motor group co ltd | 50 | subcritical | retired | 1986 | 2019 | N/A | 32.6499 | 110.7383 | china
thermal power plant of dongfeng motor group co ltd | 50 | subcritical | retired | 1994 | 2019 | N/A | 32.6499 | 110.7383 | china
to be determined | 30 | unknown | shelved | 2023 | N/A | N/A | 42.6772 | 125.5307 | china
to be determined | 30 | unknown | shelved | 2023 | N/A | N/A | 42.6772 | 125.5307 | china
to be determined | 30 | unknown | shelved | 2023 | N/A | N/A | 42.6772 | 125.5307 | china
dongfeng motor group co ltd xiangyang management department | 50 | subcritical | operating | 1995 | N/A | 2021 | 32.1221 | 112.171 | china
dongfeng motor group co ltd xiangyang management department | 50 | subcritical | operating | 1995 | N/A | 2021 | 32.1221 | 112.171 | china
dongguan jianhui paper co ltd | 50 | unknown | operating | 2005 | N/A | 2023 | 23.1399 | 113.729 | china
dongguan jintian paper co ltd | 42 | unknown | retired | 2010 | 2021 | N/A | 23.0557 | 113.683 | china
dongguan sanlian thermal power co ltd | 135 | subcritical | mothballed | 2003 | N/A | N/A | 23.08 | 113.6292 | china
dongguan sanlian thermal power co ltd | 150 | subcritical | mothballed | 2005 | N/A | N/A | 23.08 | 113.6292 | china
dongguan electric chemical industry co ltd | 800 | IGCC | cancelled | N/A | N/A | N/A | 22.93 | 113.5901 | china
huaneng qingdao thermal power co ltd | 350 | supercritical | operating | 2022 | N/A | N/A | 35.6108 | 119.7784 | china
huaneng qingdao thermal power co ltd | 350 | supercritical | operating | 2022 | N/A | N/A | 35.6108 | 119.7784 | china
shandong huawang thermal power co ltd | 350 | supercritical | operating | 2024 | N/A | N/A | 35.3212 | 115.149 | china
shandong huawang thermal power co ltd | 350 | supercritical | operating | 2024 | N/A | N/A | 35.3212 | 115.149 | china
shandong dongming petroche mical group co ltd | 30 | unknown | retired | N/A | 2024 | N/A | 35.3022 | 115.1268 | china
xinjiang dongming plastic co ltd | 100 | subcritical | operating | 2015 | N/A | N/A | 44.6885 | 89.1138 | china
xinjiang dongming plastic co ltd | 100 | subcritical | operating | 2015 | N/A | N/A | 44.6885 | 89.1138 | china
guodian inner mongolia dongsheng co-generation power co ltd | 300 | subcritical | cancelled | N/A | N/A | N/A | 39.8228 | 110.0342 | china
guodian inner mongolia dongsheng co-generation power co ltd | 300 | subcritical | cancelled | N/A | N/A | N/A | 39.8228 | 110.0342 | china
guodian inner mongolia dongsheng co-generation power co ltd | 330 | subcritical | operating | 2008 | N/A | N/A | 39.8228 | 110.0342 | china
guodian inner mongolia dongsheng co-generation power co ltd | 330 | subcritical | operating | 2008 | N/A | N/A | 39.8228 | 110.0342 | china
dongying binhai thermal power co ltd | 300 | subcritical | operating | 2012 | N/A | N/A | 37.4292 | 118.8577 | china
dongying binhai thermal power co ltd | 300 | subcritical | operating | 2012 | N/A | N/A | 37.4292 | 118.8577 | china
dongying gangcheng thermal power co ltd | 30 | unknown | operating | N/A | N/A | N/A | 38.0797 | 118.8982 | china
dongying gangcheng thermal power co ltd | 30 | unknown | operating | N/A | N/A | N/A | 38.0797 | 118.8982 | china
dongying haixin heat supply co ltd | 50 | subcritical | operating | 2019 | N/A | N/A | 37.4148 | 118.385 | china
dongying haixin heat supply co ltd | 50 | subcritical | operating | 2019 | N/A | N/A | 37.4148 | 118.385 | china
dongying huatai chemical group co ltd | 50 | unknown | retired | 2010 | 2022 | N/A | 37.409 | 118.8752 | china
dongying huatai chemical group co ltd | 50 | unknown | operating | 2010 | N/A | N/A | 37.409 | 118.8752 | china
dongying huatai chemical group co ltd | 50 | unknown | operating | 2010 | N/A | N/A | 37.409 | 118.8752 | china
dongying huatai chemical group co ltd | 50 | unknown | operating | 2010 | N/A | N/A | 37.409 | 118.8752 | china
dongying xishui group thermal power co ltd | 40 | unknown | operating | N/A | N/A | N/A | 37.0459 | 118.5368 | china
dongying xishui group thermal power co ltd | 50 | unknown | operating | N/A | N/A | N/A | 37.0459 | 118.5368 | china
lnner mongolia dongyuan scien tech co ltd | 350 | unknown | construction | N/A | N/A | N/A | 39.4845 | 106.6963 | china
lnner mongolia dongyuan scien tech co ltd | 350 | unknown | construction | N/A | N/A | N/A | 39.4845 | 106.6963 | china
lnner mongolia dongyuan scien tech co ltd | 50 | subcritical | operating | 2014 | N/A | N/A | 39.4815 | 106.6882 | china
lnner mongolia dongyuan scien tech co ltd | 50 | subcritical | operating | 2014 | N/A | N/A | 39.4815 | 106.6882 | china
lnner mongolia dongyuan scien tech co ltd | 50 | unknown | operating | N/A | N/A | N/A | 39.4815 | 106.6882 | china
lnner mongolia dongyuan scien tech co ltd | 50 | unknown | operating | N/A | N/A | N/A | 39.4815 | 106.6882 | china
sichuan huadian yibin power generation co ltd | 50 | subcritical | retired | 1970 | 2006 | N/A | 28.65 | 104.4767 | china
sichuan huadian yibin power generation co ltd | 50 | subcritical | retired | 1970 | 2007 | N/A | 28.65 | 104.4767 | china
sichuan huadian yibin power generation co ltd | 100 | subcritical | retired | 1974 | 2008 | N/A | 28.65 | 104.4767 | china
sichuan huadian yibin power generation co ltd | 100 | subcritical | retired | 1974 | 2008 | N/A | 28.65 | 104.4767 | china
datang international power generation co ltd | 125 | subcritical | retired | 1976 | 2008 | N/A | 39.7724 | 118.2723 | china
datang international power generation co ltd | 125 | subcritical | retired | 1977 | 2008 | N/A | 39.7724 | 118.2723 | china
datang international power generation co ltd | 250 | subcritical | retired | 1978 | 2020 | N/A | 39.7724 | 118.2723 | china
datang international power generation co ltd | 250 | subcritical | retired | 1978 | 2021 | N/A | 39.7724 | 118.2723 | china
datang international power generation co ltd | 200 | subcritical | retired | 1983 | 2019 | N/A | 39.7724 | 118.2723 | china
datang international power generation co ltd | 200 | subcritical | retired | 1984 | 2019 | N/A | 39.7724 | 118.2723 | china
datang international power generation co ltd | 200 | subcritical | operating | 1986 | N/A | 2020 | 39.7724 | 118.2723 | china
datang international power generation co ltd | 200 | subcritical | operating | 1987 | N/A | 2020 | 39.7724 | 118.2723 | china
dragon aromatics (zhangzhou) co ltd | 150 | unknown | operating | 2014 | N/A | N/A | 23.7947 | 117.6205 | china
dragon aromatics (zhangzhou) co ltd | 150 | unknown | operating | 2014 | N/A | N/A | 23.7947 | 117.6205 | china
dragon aromatics (zhangzhou) co ltd | 150 | unknown | operating | 2015 | N/A | N/A | 23.7947 | 117.6205 | china
huaneng jilin power generation co ltd | 350 | supercritical | cancelled | N/A | N/A | N/A | 43.372 | 128.232 | china
huaneng jilin power generation co ltd | 350 | supercritical | cancelled | N/A | N/A | N/A | 43.372 | 128.232 | china
datang inner mongolia duolun coal chemical co ltd | 100 | subcritical | operating | 2010 | N/A | N/A | 42.2132 | 116.5767 | china
datang inner mongolia duolun coal chemical co ltd | 100 | subcritical | operating | 2010 | N/A | N/A | 42.2132 | 116.5767 | china
datang inner mongolia duolun coal chemical co ltd | 80 | subcritical | operating | 2010 | N/A | N/A | 42.2132 | 116.5767 | china
dushan jinmeng manganese industry co ltd | 150 | unknown | operating | 2023 | N/A | N/A | 25.2269 | 107.4892 | china
dushan jinmeng manganese industry co ltd | 150 | unknown | operating | 2023 | N/A | N/A | 25.2269 | 107.4892 | china
petrochina dushanzi petrochemical co | 50 | subcritical | operating | 1999 | N/A | N/A | 44.3445 | 84.832 | china
petrochina dushanzi petrochemical co | 50 | subcritical | operating | 2006 | N/A | N/A | 44.3445 | 84.832 | china
petrochina dushanzi petrochemical co | 125 | subcritical | operating | 2008 | N/A | N/A | 44.3791 | 84.8671 | china
petrochina dushanzi petrochemical co | 125 | subcritical | operating | 2008 | N/A | N/A | 44.3791 | 84.8671 | china
petrochina dushanzi petrochemical co | 125 | subcritical | operating | 2008 | N/A | N/A | 44.3791 | 84.8671 | china
to be determined | 30 | subcritical | retired | N/A | 2007 | N/A | 26.2583 | 107.5153 | china
to be determined | 30 | subcritical | retired | N/A | 2007 | N/A | 26.2583 | 107.5153 | china
guoneng fuquan power generation co ltd | 600 | supercritical | operating | 2012 | N/A | N/A | 26.6304 | 107.5424 | china
guoneng fuquan power generation co ltd | 600 | supercritical | operating | 2013 | N/A | N/A | 26.6304 | 107.5424 | china
donghai la'er power plant | 50 | unknown | operating | 1983 | N/A | N/A | 49.2631 | 119.8314 | china
donghai la'er power plant | 50 | unknown | operating | 1983 | N/A | N/A | 49.2631 | 119.8314 | china
donghai la'er power plant | 50 | unknown | operating | 2005 | N/A | N/A | 49.2631 | 119.8314 | china
donghai la'er power plant | 350 | unknown | cancelled | N/A | N/A | N/A | 49.1538 | 119.4947 | china
donghai la'er power plant | 350 | unknown | cancelled | N/A | N/A | N/A | 49.1538 | 119.4947 | china
xinjiang east hope nonferrous metals co ltd | 350 | subcritical | operating | 2013 | N/A | N/A | 44.6829 | 89.1159 | china
xinjiang east hope nonferrous metals co ltd | 350 | subcritical | operating | 2016 | N/A | N/A | 44.6829 | 89.1159 | china
xinjiang dongming plastic co ltd | 350 | subcritical | operating | 2017 | N/A | N/A | 44.6829 | 89.1159 | china
xinjiang dongming plastic co ltd | 350 | subcritical | operating | 2017 | N/A | N/A | 44.6829 | 89.1159 | china
xinjiang east hope nonferrous metals co ltd | 350 | subcritical | cancelled | N/A | N/A | N/A | 44.6829 | 89.1159 | china
xinjiang east hope nonferrous metals co ltd | 350 | subcritical | cancelled | N/A | N/A | N/A | 44.6829 | 89.1159 | china
xinjiang east hope nonferrous metals co ltd | 350 | subcritical | operating | 2014 | N/A | N/A | 44.6829 | 89.1159 | china
xinjiang east hope nonferrous metals co ltd | 350 | subcritical | operating | 2014 | N/A | N/A | 44.6829 | 89.1159 | china
xinjiang east hope nonferrous metals co ltd | 350 | subcritical | operating | 2014 | N/A | N/A | 44.6829 | 89.1159 | china
xinjiang east hope nonferrous metals co ltd | 350 | subcritical | operating | 2015 | N/A | N/A | 44.6829 | 89.1159 | china
xinjiang east hope nonferrous metals co ltd | 350 | subcritical | operating | 2015 | N/A | N/A | 44.6829 | 89.1159 | china
xinjiang east hope nonferrous metals co ltd | 350 | subcritical | operating | 2015 | N/A | N/A | 44.6829 | 89.1159 | china
xinjiang east hope nonferrous metals co ltd | 350 | subcritical | operating | 2016 | N/A | N/A | 44.6829 | 89.1159 | china
xinjiang east hope nonferrous metals co ltd | 350 | subcritical | operating | 2016 | N/A | N/A | 44.6829 | 89.1159 | china
yijinhuoluo qi jiutai thermal power co ltd | 100 | unknown | construction | N/A | N/A | N/A | 39.5406 | 109.7392 | china
yijinhuoluo qi jiutai thermal power co ltd | 100 | unknown | construction | N/A | N/A | N/A | 39.5406 | 109.7392 | china
yijinhuoluo qi jiutai thermal power co ltd | 100 | unknown | construction | N/A | N/A | N/A | 39.5406 | 109.7392 | china
yijinhuoluo qi jiutai thermal power co ltd | 100 | unknown | construction | N/A | N/A | N/A | 39.5406 | 109.7392 | china
elion chemical industry co ltd | 50 | unknown | operating | 2007 | N/A | N/A | 40.3623 | 109.9793 | china
elion chemical industry co ltd | 50 | unknown | operating | 2007 | N/A | N/A | 40.3623 | 109.9793 | china
yunnan dongyuan coal&power co ltd | 150 | unknown | cancelled | N/A | N/A | N/A | 25.2337 | 104.1119 | china
yunnan dongyuan coal&power co ltd | 150 | unknown | cancelled | N/A | N/A | N/A | 25.2337 | 104.1119 | china
tonghua erdaojiang power plant | 200 | subcritical | operating | 2007 | N/A | N/A | 41.7797 | 126.015 | china
tonghua erdaojiang power plant | 200 | subcritical | operating | 2007 | N/A | N/A | 41.7797 | 126.015 | china
tonghua erdaojiang power plant | 100 | subcritical | operating | 1992 | N/A | 2023 | 41.7797 | 126.015 | china
tonghua erdaojiang power plant | 100 | subcritical | operating | 2002 | N/A | N/A | 41.7797 | 126.015 | china
fugu energy development co ltd of shaanxi coal chemical industry group | 1000 | ultra-supercritical | shelved | N/A | N/A | N/A | 38.2961 | 109.2743 | china
fugu energy development co ltd of shaanxi coal chemical industry group | 1000 | ultra-supercritical | shelved | N/A | N/A | N/A | 38.2961 | 109.2743 | china
inner mongolia mengdong energy co ltd | 1000 | ultra-supercritical | cancelled | N/A | N/A | N/A | 48.73 | 119.9406 | china
inner mongolia mengdong energy co ltd | 1000 | ultra-supercritical | cancelled | N/A | N/A | N/A | 48.73 | 119.9406 | china
inner mongolia mengdong energy co ltd | 600 | supercritical | operating | 2012 | N/A | N/A | 48.73 | 119.9406 | china
inner mongolia mengdong energy co ltd | 600 | supercritical | operating | 2012 | N/A | N/A | 48.73 | 119.9406 | china
clp guangxi fangchenggang energy co ltd | 1000 | ultra-supercritical | announced | N/A | N/A | N/A | 21.5914 | 108.3946 | china
clp guangxi fangchenggang energy co ltd | 660 | ultra-supercritical | operating | 2016 | N/A | N/A | 21.5914 | 108.3946 | china
clp guangxi fangchenggang energy co ltd | 660 | ultra-supercritical | operating | 2016 | N/A | N/A | 21.5914 | 108.3946 | china
clp guangxi fangchenggang energy co ltd | 630 | supercritical | operating | 2007 | N/A | N/A | 21.5914 | 108.3946 | china
clp guangxi fangchenggang energy co ltd | 630 | supercritical | operating | 2008 | N/A | N/A | 21.5914 | 108.3946 | china
huozhou coal and electricity group luliangshan coal and electricity co ltd fangshan power plant | 50 | subcritical | operating | 2007 | N/A | N/A | 37.6707 | 111.1813 | china
huozhou coal and electricity group luliangshan coal and electricity co ltd fangshan power plant | 50 | subcritical | operating | 2007 | N/A | N/A | 37.6707 | 111.1813 | china
yulin hengshan fanjiahe coal gangue power generation co ltd | 50 | unknown | cancelled | N/A | N/A | N/A | 37.962 | 109.294 | china
yulin hengshan fanjiahe coal gangue power generation co ltd | 50 | unknown | cancelled | N/A | N/A | N/A | 37.962 | 109.294 | china
gongzhuling fanjiatun kaixuan heating co ltd | 30 | unknown | operating | 2018 | N/A | N/A | 43.6953 | 125.0588 | china
gongzhuling fanjiatun kaixuan heating co ltd | 30 | unknown | operating | 2018 | N/A | N/A | 43.6953 | 125.0588 | china
feicheng shengli salt co ltd | 30 | unknown | operating | 2015 | N/A | N/A | 36.0055 | 116.8569 | china
feicheng shengli salt co ltd | 50 | unknown | pre-permit | N/A | N/A | N/A | 36.0055 | 116.8569 | china
jiangxi ganneng co ltd fengcheng phase iii power plant | 1000 | ultra-supercritical | operating | 2022 | N/A | N/A | 28.1997 | 115.7096 | china
jiangxi ganneng co ltd fengcheng phase iii power plant | 1000 | ultra-supercritical | operating | 2022 | N/A | N/A | 28.1997 | 115.7096 | china
jiangxi ganneng co ltd fengcheng phase ii power plant | 700 | supercritical | operating | 2007 | N/A | N/A | 28.1997 | 115.7096 | china
jiangxi ganneng co ltd fengcheng phase ii power plant | 700 | supercritical | operating | 2007 | N/A | N/A | 28.1997 | 115.7096 | china
guoneng fengcheng power generation co ltd | 340 | subcritical | operating | 1996 | N/A | N/A | 28.1944 | 115.7088 | china
guoneng fengcheng power generation co ltd | 340 | subcritical | operating | 1997 | N/A | N/A | 28.1944 | 115.7088 | china
guoneng fengcheng power generation co ltd | 340 | subcritical | operating | 1998 | N/A | N/A | 28.1944 | 115.7088 | china
guoneng fengcheng power generation co ltd | 340 | subcritical | operating | 2000 | N/A | N/A | 28.1944 | 115.7088 | china
liaoning branch of datang international power generation co ltd | 350 | unknown | cancelled | N/A | N/A | N/A | 40.452 | 124.066 | china
liaoning branch of datang international power generation co ltd | 350 | unknown | cancelled | N/A | N/A | N/A | 40.452 | 124.066 | china
huadian international power co ltd fengjie power plant | 600 | supercritical | operating | 2016 | N/A | N/A | 31.1188 | 109.4473 | china
huadian international power co ltd fengjie power plant | 600 | supercritical | operating | 2016 | N/A | N/A | 31.1188 | 109.4473 | china
hebei datang international fengrun thermal power co ltd | 50 | subcritical | cancelled | N/A | N/A | N/A | 39.8061 | 118.0862 | china
hebei datang international fengrun thermal power co ltd | 50 | subcritical | cancelled | N/A | N/A | N/A | 39.8061 | 118.0862 | china
hebei datang international fengrun thermal power co ltd | 300 | subcritical | operating | 2008 | N/A | N/A | 39.8061 | 118.0862 | china
hebei datang international fengrun thermal power co ltd | 300 | subcritical | operating | 2009 | N/A | N/A | 39.8061 | 118.0862 | china
jiaozuo coal industry (group) fengying electric power co ltd | 60 | unknown | operating | N/A | N/A | N/A | 35.3442 | 113.3955 | china
jiaozuo coal industry (group) fengying electric power co ltd | 60 | unknown | operating | N/A | N/A | N/A | 35.3442 | 113.3955 | china
inner mongolia mengdian huaneng thermal power co ltd fengzhen power plant | 200 | subcritical | retired | 1989 | 2012 | N/A | 40.4052 | 113.1452 | china
inner mongolia mengdian huaneng thermal power co ltd fengzhen power plant | 200 | subcritical | retired | 1990 | 2012 | N/A | 40.4052 | 113.1452 | china
inner mongolia mengdian huaneng thermal power co ltd fengzhen power plant | 200 | subcritical | operating | 1992 | N/A | N/A | 40.4052 | 113.1452 | china
inner mongolia mengdian huaneng thermal power co ltd fengzhen power plant | 200 | subcritical | operating | 1993 | N/A | N/A | 40.4052 | 113.1452 | china
inner mongolia mengdian huaneng thermal power co ltd fengzhen power plant | 200 | subcritical | operating | 1995 | N/A | N/A | 40.4052 | 113.1452 | china
inner mongolia mengdian huaneng thermal power co ltd fengzhen power plant | 200 | subcritical | operating | 1995 | N/A | N/A | 40.4052 | 113.1452 | china
inner mongolia energy power generation xinfeng thermal power co ltd | 300 | subcritical | operating | 2007 | N/A | N/A | 40.4715 | 113.0871 | china
inner mongolia energy power generation xinfeng thermal power co ltd | 300 | subcritical | operating | 2007 | N/A | N/A | 40.4715 | 113.0871 | china
state power investment corporation jiangxi electric power co ltd fenyi power plant | 660 | ultra-supercritical | operating | 2020 | N/A | N/A | 27.959 | 114.7522 | china
state power investment corporation jiangxi electric power co ltd fenyi power plant | 660 | ultra-supercritical | operating | 2020 | N/A | N/A | 27.959 | 114.7522 | china
state power investment corporation jiangxi electric power co ltd fenyi power plant | 1000 | ultra-supercritical | permitted | 2025 | N/A | N/A | 27.959 | 114.7522 | china
state power investment corporation jiangxi electric power co ltd fenyi power plant | 1000 | ultra-supercritical | permitted | 2025 | N/A | N/A | 27.959 | 114.7522 | china
state power investment corporation jiangxi electric power co ltd fenyi power plant | 35 | subcritical | retired | N/A | 2006 | N/A | 27.776 | 114.6181 | china
state power investment corporation jiangxi electric power co ltd fenyi power plant | 35 | subcritical | retired | N/A | 2006 | N/A | 27.776 | 114.6181 | china
state power investment corporation jiangxi electric power co ltd fenyi power plant | 35 | subcritical | retired | N/A | 2006 | N/A | 27.776 | 114.6181 | china
state power investment corporation jiangxi electric power co ltd fenyi power plant | 35 | subcritical | retired | 1978 | 2006 | N/A | 27.776 | 114.6181 | china
state power investment corporation jiangxi electric power co ltd fenyi power plant | 100 | subcritical | retired | 2003 | 2011 | N/A | 27.776 | 114.6181 | china
state power investment corporation jiangxi electric power co ltd fenyi power plant | 210 | subcritical | retired | 2006 | 2022 | N/A | 27.776 | 114.6181 | china
state power investment corporation jiangxi electric power co ltd fenyi power plant | 330 | subcritical | operating | 2009 | N/A | N/A | 27.776 | 114.6181 | china
formosa power (ningbo) co ltd | 150 | subcritical | operating | 2004 | N/A | N/A | 29.9126 | 121.9032 | china
formosa power (ningbo) co ltd | 150 | subcritical | operating | 2005 | N/A | N/A | 29.9126 | 121.9032 | china
formosa power (ningbo) co ltd | 150 | subcritical | operating | 2006 | N/A | N/A | 29.9126 | 121.9032 | china
shaanxi yanchang petroleum fuxian power generation co ltd | 1000 | ultra-supercritical | construction | 2025 | N/A | N/A | 35.8587 | 109.2167 | china
shaanxi yanchang petroleum fuxian power generation co ltd | 1000 | ultra-supercritical | construction | 2025 | N/A | N/A | 35.8587 | 109.2167 | china
shaanxi yanchang petroleum fuxian power generation co ltd | 1000 | ultra-supercritical | operating | 2023 | N/A | N/A | 35.8587 | 109.2167 | china
shaanxi yanchang petroleum fuxian power generation co ltd | 1000 | ultra-supercritical | operating | 2023 | N/A | N/A | 35.8587 | 109.2167 | china
xinjiang fuchen power generation energy co ltd | 350 | supercritical | cancelled | N/A | N/A | N/A | 41.7412 | 83.0262 | china
xinjiang fuchen power generation energy co ltd | 350 | supercritical | cancelled | N/A | N/A | N/A | 41.7412 | 83.0262 | china
fujian funeng long'an thermal power co ltd | 45 | subcritical | operating | 2024 | N/A | N/A | 27.1766 | 120.3744 | china
fugu aoweiganeng coke chemical co ltd | 50 | unknown | operating | 2010 | N/A | N/A | 39.2508 | 111.1434 | china
fugu aoweiganeng coke chemical co ltd | 50 | unknown | operating | 2010 | N/A | N/A | 39.2508 | 111.1434 | china
shenhua shendong electric power co ltd guojiawan power plant co ltd | 660 | ultra-supercritical | announced | N/A | N/A | N/A | 39.2226 | 110.4066 | china
shenhua shendong electric power co ltd guojiawan power plant co ltd | 660 | ultra-supercritical | announced | N/A | N/A | N/A | 39.2226 | 110.4066 | china
shenhua shendong electric power co ltd guojiawan power plant co ltd | 300 | subcritical | operating | 2010 | N/A | N/A | 39.2226 | 110.4066 | china
shenhua shendong electric power co ltd guojiawan power plant co ltd | 300 | subcritical | operating | 2010 | N/A | N/A | 39.2226 | 110.4066 | china
shaanxi deyuan fugu energy co ltd | 660 | ultra-supercritical | operating | 2020 | N/A | N/A | 39.2083 | 110.785 | china
shaanxi deyuan fugu energy co ltd | 660 | ultra-supercritical | operating | 2020 | N/A | N/A | 39.2083 | 110.785 | china
shaanxi deyuan fugu energy co ltd | 600 | subcritical | operating | 2008 | N/A | N/A | 39.2083 | 110.785 | china
shaanxi deyuan fugu energy co ltd | 600 | subcritical | operating | 2008 | N/A | N/A | 39.2083 | 110.785 | china
shaanxi qingshuichuan energy co ltd | 1000 | ultra-supercritical | operating | 2024 | N/A | N/A | 39.2037 | 111.1177 | china
shaanxi qingshuichuan energy co ltd | 1000 | ultra-supercritical | operating | 2024 | N/A | N/A | 39.2037 | 111.1177 | china
shaanxi qingshuichuan energy co ltd | 1000 | ultra-supercritical | operating | 2019 | N/A | N/A | 39.2037 | 111.1177 | china
shaanxi qingshuichuan energy co ltd | 1000 | ultra-supercritical | operating | 2019 | N/A | N/A | 39.2037 | 111.1177 | china
shaanxi qingshuichuan energy co ltd | 300 | subcritical | operating | 2008 | N/A | N/A | 39.2049 | 111.119 | china
shaanxi qingshuichuan energy co ltd | 300 | subcritical | operating | 2008 | N/A | N/A | 39.2049 | 111.119 | china
datang shaanxi fugu coal power co ltd | 1000 | ultra-supercritical | construction | N/A | N/A | N/A | 39.2338 | 111.179 | china
datang shaanxi fugu coal power co ltd | 1000 | ultra-supercritical | construction | N/A | N/A | N/A | 39.2338 | 111.179 | china
shenhua funeng power generation co ltd | 1250 | ultra-supercritical | permitted | N/A | N/A | N/A | 24.7273 | 118.7497 | china
shenhua funeng power generation co ltd | 1000 | ultra-supercritical | cancelled | N/A | N/A | N/A | 24.7273 | 118.7497 | china
shenhua funeng power generation co ltd | 1000 | ultra-supercritical | operating | 2015 | N/A | N/A | 24.7273 | 118.7497 | china
shenhua funeng power generation co ltd | 1000 | ultra-supercritical | operating | 2015 | N/A | N/A | 24.7273 | 118.7497 | china
fujian hongshan thermal power co ltd | 600 | supercritical | operating | 2011 | N/A | N/A | 24.7273 | 118.7497 | china
fujian hongshan thermal power co ltd | 600 | supercritical | operating | 2011 | N/A | N/A | 24.7273 | 118.7497 | china
fujian funeng jinnan thermal power co ltd | 30 | unknown | operating | 2019 | N/A | N/A | 24.6099 | 118.6803 | china
fujian funeng jinnan thermal power co ltd | 30 | unknown | operating | 2020 | N/A | N/A | 24.6099 | 118.6803 | china
fujian eversun technology co ltd | 80 | CFB | operating | 2023 | N/A | N/A | 25.2247 | 119.0247 | china
fujian eversun technology co ltd | 80 | CFB | operating | 2024 | N/A | N/A | 25.2247 | 119.0247 | china
fujian huadian shaowu energy co ltd | 660 | ultra-supercritical | operating | 2018 | N/A | N/A | 27.3867 | 117.4608 | china
fujian huadian shaowu energy co ltd | 660 | ultra-supercritical | operating | 2019 | N/A | N/A | 27.3867 | 117.4608 | china
fujian huadian shaowu power generation co ltd | 125 | subcritical | retired | 1998 | 2015 | N/A | 27.3867 | 117.4608 | china
fujian huadian shaowu power generation co ltd | 125 | subcritical | retired | 1998 | 2015 | N/A | 27.3867 | 117.4608 | china
xinjiang tianchi thermal power co ltd | 350 | supercritical | cancelled | N/A | N/A | N/A | 44.1411 | 88.1867 | china
xinjiang tianchi thermal power co ltd | 350 | supercritical | cancelled | N/A | N/A | N/A | 44.1411 | 88.1867 | china
sichuan yongxiang co ltd | 350 | unknown | cancelled | N/A | N/A | N/A | 44.156 | 87.987 | china
sichuan yongxiang co ltd | 350 | unknown | cancelled | N/A | N/A | N/A | 44.156 | 87.987 | china
sichuan yongxiang co ltd | 350 | unknown | cancelled | N/A | N/A | N/A | 44.156 | 87.987 | china
sichuan yongxiang co ltd | 350 | unknown | cancelled | N/A | N/A | N/A | 44.156 | 87.987 | china
sichuan yongxiang co ltd | 350 | unknown | cancelled | N/A | N/A | N/A | 44.156 | 87.987 | china
huadian energy co ltd fulaerji power plant | 350 | supercritical | operating | 2016 | N/A | N/A | 47.187 | 123.6034 | china
huadian energy co ltd fulaerji power plant | 200 | subcritical | operating | 1982 | N/A | N/A | 47.1665 | 123.5847 | china
huadian energy co ltd fulaerji power plant | 200 | subcritical | operating | 1983 | N/A | N/A | 47.1665 | 123.5847 | china
huadian energy co ltd fulaerji power plant | 200 | subcritical | operating | 1984 | N/A | N/A | 47.1665 | 123.5847 | china
huadian energy co ltd fulaerji power plant | 200 | subcritical | operating | 1987 | N/A | N/A | 47.1665 | 123.5847 | china
huadian energy co ltd fulaerji power plant | 200 | subcritical | operating | 1988 | N/A | N/A | 47.1665 | 123.5847 | china
huadian energy co ltd fulaerji power plant | 200 | subcritical | operating | 1989 | N/A | N/A | 47.1665 | 123.5847 | china
datang fuping thermal power co ltd | 350 | supercritical | operating | 2018 | N/A | N/A | 34.7193 | 109.2228 | china
datang fuping thermal power co ltd | 350 | supercritical | operating | 2018 | N/A | N/A | 34.7193 | 109.2228 | china
jiangsu fuqiang new material co ltd | 40 | unknown | operating | 2021 | N/A | N/A | 33.3838 | 118.9718 | china
jiangsu fuqiang new material co ltd | 40 | unknown | operating | 2021 | N/A | N/A | 33.3838 | 118.9718 | china
fushun thermal power branch of northeast electric power co ltd of state power investment group | 50 | subcritical | retired | 1953 | 2002 | N/A | 41.8539 | 123.882 | china
fushun thermal power branch of northeast electric power co ltd of state power investment group | 50 | subcritical | retired | 1960 | 2002 | N/A | 41.8539 | 123.882 | china
fushun thermal power branch of northeast electric power co ltd of state power investment group | 50 | subcritical | retired | 1960 | 2002 | N/A | 41.8539 | 123.882 | china
fushun thermal power branch of northeast electric power co ltd of state power investment group | 50 | subcritical | retired | 1960 | 2016 | N/A | 41.8539 | 123.882 | china
fushun thermal power branch of northeast electric power co ltd of state power investment group | 50 | subcritical | retired | 1960 | 2016 | N/A | 41.8539 | 123.882 | china
fushun thermal power branch of northeast electric power co ltd of state power investment group | 50 | subcritical | retired | 1960 | 2008 | N/A | 41.8539 | 123.882 | china
fushun thermal power branch of northeast electric power co ltd of state power investment group | 50 | subcritical | retired | 1960 | 2008 | N/A | 41.8539 | 123.882 | china
fushun thermal power branch of northeast electric power co ltd of state power investment group | 50 | subcritical | retired | 1960 | 2008 | N/A | 41.8539 | 123.882 | china
fushun thermal power branch of northeast electric power co ltd of state power investment group | 50 | subcritical | retired | 1960 | 2008 | N/A | 41.8539 | 123.882 | china
fushun thermal power branch of northeast electric power co ltd of state power investment group | 100 | subcritical | retired | 1960 | 2008 | N/A | 41.8539 | 123.882 | china
fushun thermal power branch of northeast electric power co ltd of state power investment group | 123.8 | subcritical | retired | 1995 | 2015 | N/A | 41.8539 | 123.882 | china
fushun thermal power branch of northeast electric power co ltd of state power investment group | 200 | subcritical | retired | 1996 | 2011 | N/A | 41.8539 | 123.882 | china
fushun thermal power branch of northeast electric power co ltd of state power investment group | 200 | subcritical | retired | 2002 | 2011 | N/A | 41.8539 | 123.882 | china
fushun thermal power branch of northeast electric power co ltd of state power investment group | 300 | subcritical | operating | 2008 | N/A | N/A | 41.8897 | 123.934 | china
fushun thermal power branch of northeast electric power co ltd of state power investment group | 300 | subcritical | operating | 2008 | N/A | N/A | 41.8897 | 123.934 | china
fushun high tech thermal power co., ltd. co ltd | 50 | unknown | announced | N/A | N/A | N/A | 41.8099 | 124.0968 | china
fushun high tech thermal power co., ltd. co ltd | 50 | unknown | announced | N/A | N/A | N/A | 41.8099 | 124.0968 | china
fushun high tech thermal power co., ltd. co ltd | 40 | unknown | permitted | 2025 | N/A | N/A | 41.8099 | 124.0968 | china
fushun high tech thermal power co., ltd. co ltd | 40 | unknown | permitted | 2025 | N/A | N/A | 41.8099 | 124.0968 | china
fushun changshun electric power co ltd | 100 | subcritical | retired | 1992 | 2019 | N/A | 41.8193 | 123.8301 | china
power generation branch of fushun xinya power co ltd | 50 | subcritical | retired | N/A | 2008 | N/A | 41.9153 | 124.0862 | china
power generation branch of fushun xinya power co ltd | 50 | subcritical | retired | N/A | 2008 | N/A | 41.9153 | 124.0862 | china
fushun mining zhongji thermal power co ltd | 300 | subcritical | operating | 2017 | N/A | N/A | 41.8193 | 123.8301 | china
fushun mining zhongji thermal power co ltd | 300 | subcritical | operating | 2017 | N/A | N/A | 41.8193 | 123.8301 | china
sichuan cpi fuxi power co ltd | 600 | supercritical | operating | 2011 | N/A | N/A | 28.6663 | 104.6898 | china
sichuan cpi fuxi power co ltd | 600 | supercritical | operating | 2012 | N/A | N/A | 28.6663 | 104.6898 | china
liaoning datang international fuxin coal-to-sng co ltd | 30 | subcritical | cancelled | N/A | N/A | N/A | 42.0538 | 121.8273 | china
liaoning datang international fuxin coal-to-sng co ltd | 30 | subcritical | cancelled | N/A | N/A | N/A | 42.0538 | 121.8273 | china
liaoning datang international fuxin coal-to-sng co ltd | 50 | subcritical | operating | 2020 | N/A | N/A | 42.0538 | 121.8273 | china
liaoning datang international fuxin coal-to-sng co ltd | 50 | subcritical | operating | 2020 | N/A | N/A | 42.0538 | 121.8273 | china
liaoning datang international fuxin coal-to-sng co ltd | 30 | subcritical | cancelled | N/A | N/A | N/A | 42.0538 | 121.8273 | china
fuxin jinshan coal gangue thermal power co ltd | 150 | subcritical | operating | 2007 | N/A | N/A | 41.7842 | 121.4302 | china
fuxin jinshan coal gangue thermal power co ltd | 150 | subcritical | operating | 2007 | N/A | N/A | 41.7842 | 121.4302 | china
fuxin jinshan coal gangue thermal power co ltd | 150 | subcritical | operating | 2007 | N/A | N/A | 41.7842 | 121.4302 | china
fuxin jinshan coal gangue thermal power co ltd | 150 | subcritical | operating | 2007 | N/A | N/A | 41.7842 | 121.4302 | china
fuxin power generation co ltd | 100 | subcritical | retired | 1981 | 2007 | N/A | 41.9978 | 121.6635 | china
fuxin power generation co ltd | 125 | subcritical | retired | 1981 | 2007 | N/A | 41.9978 | 121.6635 | china
fuxin power generation co ltd | 200 | subcritical | operating | 1996 | N/A | N/A | 41.9978 | 121.6635 | china
fuxin power generation co ltd | 200 | subcritical | operating | 2001 | N/A | N/A | 41.9978 | 121.6635 | china
fuxin power generation co ltd | 350 | subcritical | operating | 2006 | N/A | N/A | 41.9978 | 121.6635 | china
fuxin power generation co ltd | 350 | subcritical | operating | 2007 | N/A | N/A | 41.9978 | 121.6635 | china
fuxin power generation co ltd | 350 | supercritical | permitted | N/A | N/A | N/A | 41.9978 | 121.6635 | china
fuxin power generation co ltd | 350 | supercritical | permitted | N/A | N/A | N/A | 41.9978 | 121.6635 | china
anhui haoyuan chemical group co ltd | 40 | CFB | operating | 2019 | N/A | N/A | 32.8184 | 116.0966 | china
anhui haoyuan chemical group co ltd | 40 | CFB | operating | 2019 | N/A | N/A | 32.8184 | 116.0966 | china
anhui haoyuan chemical group co ltd | 50 | unknown | operating | 2024 | N/A | N/A | 32.8184 | 116.0966 | china
anhui haoyuan chemical group co ltd | 50 | unknown | operating | 2024 | N/A | N/A | 32.8184 | 116.0966 | china
china resources power (fuyang) co ltd | 660 | ultra-supercritical | operating | 2022 | N/A | N/A | 33.0044 | 115.8453 | china
china resources power (fuyang) co ltd | 660 | ultra-supercritical | operating | 2023 | N/A | N/A | 33.0044 | 115.8453 | china
china resources power (fuyang) co ltd | 640 | supercritical | operating | 2006 | N/A | N/A | 33.0044 | 115.8453 | china
china resources power (fuyang) co ltd | 640 | supercritical | operating | 2006 | N/A | N/A | 33.0044 | 115.8453 | china
guodian fuzhou generation co ltd | 660 | ultra-supercritical | construction | N/A | N/A | N/A | 25.4385 | 119.3396 | china
guodian fuzhou generation co ltd | 660 | ultra-supercritical | construction | N/A | N/A | N/A | 25.4385 | 119.3396 | china
guodian fuzhou generation co ltd | 600 | supercritical | operating | 2007 | N/A | N/A | 25.4385 | 119.3396 | china
guodian fuzhou generation co ltd | 600 | supercritical | operating | 2007 | N/A | N/A | 25.4385 | 119.3396 | china
fujian huadian furui energy development co ltd | 1000 | ultra-supercritical | operating | 2024 | N/A | N/A | 26.3734 | 119.7622 | china
fujian huadian furui energy development co ltd | 1000 | ultra-supercritical | construction | N/A | N/A | N/A | 26.3734 | 119.7622 | china
fujian huadian kemen power generation co ltd | 600 | supercritical | operating | 2008 | N/A | N/A | 26.3734 | 119.7622 | china
fujian huadian kemen power generation co ltd | 600 | supercritical | operating | 2008 | N/A | N/A | 26.3734 | 119.7622 | china
fujian huadian kemen power generation co ltd | 600 | supercritical | operating | 2006 | N/A | N/A | 26.3734 | 119.7622 | china
fujian huadian kemen power generation co ltd | 600 | supercritical | operating | 2006 | N/A | N/A | 26.3734 | 119.7622 | china
jiangxi datang international fuzhou power generation co ltd | 1000 | ultra-supercritical | permitted | N/A | N/A | N/A | 27.7845 | 116.5644 | china
jiangxi datang international fuzhou power generation co ltd | 1000 | ultra-supercritical | permitted | N/A | N/A | N/A | 27.7845 | 116.5644 | china
jiangxi datang international fuzhou power generation co ltd | 1000 | ultra-supercritical | operating | 2015 | N/A | N/A | 27.7845 | 116.5644 | china
jiangxi datang international fuzhou power generation co ltd | 1000 | ultra-supercritical | operating | 2016 | N/A | N/A | 27.7845 | 116.5644 | china
huaneng gangu power generation co ltd | 330 | subcritical | operating | 2007 | N/A | N/A | 34.7548 | 105.1008 | china
huaneng gangu power generation co ltd | 330 | subcritical | operating | 2007 | N/A | N/A | 34.7548 | 105.1008 | china
shenhua shendong electric power co ltd | 350 | unknown | cancelled | N/A | N/A | N/A | 42.4015 | 107.5657 | china
shenhua shendong electric power co ltd | 350 | unknown | cancelled | N/A | N/A | N/A | 42.4015 | 107.5657 | china
xinte energy co ltd | 350 | supercritical | operating | 2013 | N/A | N/A | 44.1247 | 87.7707 | china
xinte energy co ltd | 350 | supercritical | operating | 2013 | N/A | N/A | 44.1247 | 87.7707 | china
huaneng 803 thermal power co ltd | 35 | subcritical | retired | 1966 | 2017 | N/A | 40.2081 | 97.359 | china
huaneng 803 thermal power co ltd | 35 | subcritical | retired | 1968 | 2007 | N/A | 40.2081 | 97.359 | china
huaneng 803 thermal power co ltd | 50 | subcritical | retired | 2005 | 2017 | N/A | 40.2081 | 97.359 | china
huaneng 803 thermal power co ltd | 300 | supercritical | operating | 2016 | N/A | N/A | 40.2081 | 97.359 | china
huaneng 803 thermal power co ltd | 300 | supercritical | operating | 2017 | N/A | N/A | 40.2081 | 97.359 | china
jingmei group baiyin thermal power co ltd | 350 | supercritical | operating | 2015 | N/A | N/A | 36.5288 | 104.2275 | china
jingmei group baiyin thermal power co ltd | 350 | supercritical | operating | 2016 | N/A | N/A | 36.5288 | 104.2275 | china
china power construction gansu energy chongxin power generation co ltd | 1000 | unknown | cancelled | N/A | N/A | N/A | 35.2795 | 106.9194 | china
china power construction gansu energy chongxin power generation co ltd | 1000 | unknown | cancelled | N/A | N/A | N/A | 35.2795 | 106.9194 | china
china power construction gansu energy chongxin power generation co ltd | 660 | supercritical | operating | 2010 | N/A | N/A | 35.2795 | 106.9194 | china
china power construction gansu energy chongxin power generation co ltd | 660 | supercritical | operating | 2011 | N/A | N/A | 35.2795 | 106.9194 | china
gansu energy chemical co ltd | 350 | supercritical | construction | N/A | N/A | N/A | 36.62 | 103.7563 | china
gansu energy chemical co ltd | 350 | supercritical | construction | N/A | N/A | N/A | 36.62 | 103.7563 | china
china hydropower construction group huating power generation co ltd | 1000 | unknown | cancelled | N/A | N/A | N/A | 35.1951 | 106.5686 | china
china hydropower construction group huating power generation co ltd | 1000 | unknown | cancelled | N/A | N/A | N/A | 35.1951 | 106.5686 | china
china hydropower construction group huating power generation co ltd | 145 | subcritical | operating | 2006 | N/A | N/A | 35.1951 | 106.5686 | china
china hydropower construction group huating power generation co ltd | 145 | subcritical | operating | 2007 | N/A | N/A | 35.1951 | 106.5686 | china
gansu energy chemical co., ltd. co ltd | 660 | supercritical | permitted | 2026 | N/A | N/A | 35.4138 | 108.0405 | china
gansu energy chemical co., ltd. co ltd | 660 | supercritical | permitted | 2026 | N/A | N/A | 35.4138 | 108.0405 | china
huaneng gansu xigu thermal power co ltd | 165 | subcritical | retired | 1999 | 2018 | N/A | 36.1298 | 103.6229 | china
huaneng gansu xigu thermal power co ltd | 330 | subcritical | operating | 2007 | N/A | N/A | 36.1298 | 103.6229 | china
huaneng gansu xigu thermal power co ltd | 330 | subcritical | operating | 2007 | N/A | N/A | 36.1298 | 103.6229 | china
huaneng gansu xigu thermal power co ltd | 50 | subcritical | retired | 1959 | 2008 | N/A | 36.1298 | 103.6229 | china
huaneng gansu xigu thermal power co ltd | 50 | subcritical | retired | 1960 | 2009 | N/A | 36.1298 | 103.6229 | china
huaneng gansu xigu thermal power co ltd | 50 | subcritical | retired | 1967 | 2008 | N/A | 36.1298 | 103.6229 | china
huaneng gansu xigu thermal power co ltd | 50 | subcritical | retired | 1967 | 2009 | N/A | 36.1298 | 103.6229 | china
huaneng gansu xigu thermal power co ltd | 165 | subcritical | retired | 1998 | 2018 | N/A | 36.1298 | 103.6229 | china
gansu power investment jinchang power generation co ltd | 100 | subcritical | retired | 1992 | 2010 | N/A | 38.3784 | 102.0968 | china
gansu power investment jinchang power generation co ltd | 100 | subcritical | retired | 1993 | 2010 | N/A | 38.3784 | 102.0968 | china
gansu power investment jinchang power generation co ltd | 330 | subcritical | operating | 2009 | N/A | N/A | 38.3784 | 102.0968 | china
gansu power investment jinchang power generation co ltd | 330 | subcritical | operating | 2009 | N/A | N/A | 38.3784 | 102.0968 | china
gansu power investment jinchang power generation co ltd | 99 | subcritical | retired | 1960 | 2007 | N/A | 38.3784 | 102.0968 | china
huaneng longdong energy co ltd | 660 | ultra-supercritical | cancelled | N/A | N/A | N/A | 35.2684 | 107.9756 | china
huaneng longdong energy co ltd | 660 | ultra-supercritical | cancelled | N/A | N/A | N/A | 35.2684 | 107.9756 | china
huaneng longdong energy co ltd | 1000 | ultra-supercritical/CCS | construction | N/A | N/A | N/A | 35.2684 | 107.9756 | china
huaneng longdong energy co ltd | 1000 | ultra-supercritical/CCS | construction | N/A | N/A | N/A | 35.2684 | 107.9756 | china
huaneng longdong energy co ltd | 1000 | ultra-supercritical | announced | N/A | N/A | N/A | 35.2684 | 107.9756 | china
huaneng longdong energy co ltd | 1000 | ultra-supercritical | announced | N/A | N/A | N/A | 35.2684 | 107.9756 | china
datang international power generation co ltd beijing gaojing thermal power branch | 100 | subcritical | retired | 1961 | 2014 | N/A | 39.9402 | 116.1296 | china
datang international power generation co ltd beijing gaojing thermal power branch | 100 | subcritical | retired | 1964 | 2014 | N/A | 39.9402 | 116.1296 | china
datang international power generation co ltd beijing gaojing thermal power branch | 100 | subcritical | retired | 1966 | 2014 | N/A | 39.9402 | 116.1296 | china
datang international power generation co ltd beijing gaojing thermal power branch | 100 | subcritical | retired | 1970 | 2014 | N/A | 39.9402 | 116.1296 | china
datang international power generation co ltd beijing gaojing thermal power branch | 100 | subcritical | retired | 1973 | 2014 | N/A | 39.9402 | 116.1296 | china
datang international power generation co ltd beijing gaojing thermal power branch | 100 | subcritical | retired | 1974 | 2014 | N/A | 39.9402 | 116.1296 | china
shandong gaotang thermal power co ltd | 48 | unknown | operating | 2010 | N/A | N/A | 36.8895 | 116.2234 | china
golden phoenix paper (xiaogan) co ltd | 30 | unknown | operating | 2021 | N/A | N/A | 30.8295 | 113.9846 | china
golden phoenix paper (xiaogan) co ltd | 30 | unknown | shelved | N/A | N/A | N/A | 30.8295 | 113.9846 | china
golden phoenix paper (xiaogan) co ltd | 30 | unknown | shelved | N/A | N/A | N/A | 30.8295 | 113.9846 | china
golden phoenix paper (xiaogan) co ltd | 30 | unknown | operating | 2018 | N/A | N/A | 30.8295 | 113.9846 | china
golden phoenix paper (xiaogan) co ltd | 30 | unknown | operating | 2018 | N/A | N/A | 30.8295 | 113.9846 | china
golden phoenix paper (xiaogan) co ltd | 30 | unknown | operating | 2021 | N/A | N/A | 30.8295 | 113.9846 | china
yili xingang thermoelectric energy ltd | 350 | unknown | cancelled | N/A | N/A | N/A | 43.4667 | 82.1489 | china
yili xingang thermoelectric energy ltd | 350 | unknown | cancelled | N/A | N/A | N/A | 43.4667 | 82.1489 | china
sichuan huadian gong county power supply co ltd | 600 | supercritical | operating | 2011 | N/A | N/A | 28.2713 | 104.669 | china
sichuan huadian gong county power supply co ltd | 600 | supercritical | operating | 2011 | N/A | N/A | 28.2713 | 104.669 | china
sichuan huadian gong county power supply co ltd | 1000 | ultra-supercritical | cancelled | N/A | N/A | N/A | 28.2713 | 104.669 | china
sichuan huadian gong county power supply co ltd | 1000 | ultra-supercritical | cancelled | N/A | N/A | N/A | 28.2713 | 104.669 | china
datang gongyi power generation co ltd | 660 | ultra-supercritical | operating | 2019 | N/A | N/A | 34.791 | 113.1046 | china
datang gongyi power generation co ltd | 660 | ultra-supercritical | operating | 2019 | N/A | N/A | 34.791 | 113.1046 | china
henan anfeng electric power co ltd | 50 | subcritical | retired | 1999 | 2008 | N/A | 34.6937 | 112.9332 | china
henan anfeng electric power co ltd | 50 | subcritical | retired | 1999 | 2008 | N/A | 34.6937 | 112.9332 | china
shanxi zhongmei dongpo coal industry co ltd | 135 | unknown | operating | 2009 | N/A | N/A | 39.4134 | 112.3903 | china
shanxi zhongmei dongpo coal industry co ltd | 135 | unknown | operating | 2009 | N/A | N/A | 39.4134 | 112.3903 | china
huaneng tianjin igcc co ltd | 250 | IGCC | operating | 2012 | N/A | N/A | 38.925 | 117.7271 | china
huaneng tianjin igcc co ltd | 400 | IGCC | cancelled | N/A | N/A | N/A | 38.925 | 117.3544 | china
huaneng tianjin igcc co ltd | 400 | IGCC | cancelled | N/A | N/A | N/A | 38.925 | 117.3544 | china
sichuan guang'an power co ltd | 300 | subcritical | operating | 1999 | N/A | N/A | 30.5288 | 106.8265 | china
sichuan guang'an power co ltd | 300 | subcritical | operating | 2000 | N/A | N/A | 30.5288 | 106.8265 | china
sichuan guang'an power co ltd | 300 | subcritical | operating | 2005 | N/A | N/A | 30.5288 | 106.8265 | china
sichuan guang'an power co ltd | 300 | subcritical | operating | 2005 | N/A | N/A | 30.5288 | 106.8265 | china
sichuan guang'an power co ltd | 600 | supercritical | operating | 2006 | N/A | N/A | 30.5288 | 106.8265 | china
sichuan guang'an power co ltd | 600 | supercritical | operating | 2007 | N/A | N/A | 30.5288 | 106.8265 | china
guangdong yudean jinghai power generation co ltd | 1000 | ultra-supercritical | construction | 2026 | N/A | N/A | 23.0048 | 116.5472 | china
guangdong yudean jinghai power generation co ltd | 1000 | ultra-supercritical | construction | 2026 | N/A | N/A | 23.0048 | 116.5472 | china
guangdong yudean jinghai power generation co ltd | 1000 | ultra-supercritical | operating | 2013 | N/A | N/A | 23.0048 | 116.5472 | china
guangdong yudean jinghai power generation co ltd | 1000 | ultra-supercritical | operating | 2013 | N/A | N/A | 23.0048 | 116.5472 | china
guangdong yudean jinghai power generation co ltd | 600 | supercritical | operating | 2007 | N/A | N/A | 23.0048 | 116.5472 | china
guangdong yudean jinghai power generation co ltd | 600 | supercritical | operating | 2007 | N/A | N/A | 23.0048 | 116.5472 | china
guangdong huizhou pinghai power plant co ltd | 1000 | ultra-supercritical | cancelled | N/A | N/A | N/A | 22.6065 | 114.7419 | china
guangdong huizhou pinghai power plant co ltd | 1000 | ultra-supercritical | cancelled | N/A | N/A | N/A | 22.6065 | 114.7419 | china
guangdong huizhou pinghai power plant co ltd | 1000 | ultra-supercritical | operating | 2010 | N/A | N/A | 22.6065 | 114.7419 | china
guangdong huizhou pinghai power plant co ltd | 1000 | ultra-supercritical | operating | 2011 | N/A | N/A | 22.6065 | 114.7419 | china
guangdong zhuhai jinwan power co ltd | 600 | supercritical | operating | 2007 | N/A | N/A | 21.9692 | 113.1797 | china
guangdong zhuhai jinwan power co ltd | 600 | supercritical | operating | 2007 | N/A | N/A | 21.9692 | 113.1797 | china
guangdong zhuhai jinwan power co ltd | 1000 | ultra-supercritical | cancelled | N/A | N/A | N/A | 21.9692 | 113.1797 | china
guangdong zhuhai jinwan power co ltd | 1000 | ultra-supercritical | cancelled | N/A | N/A | N/A | 21.9692 | 113.1797 | china
guangdong yudean humen power generation co ltd | 210 | subcritical | retired | 1987 | 2018 | N/A | 22.7492 | 113.6719 | china
guangdong yudean humen power generation co ltd | 210 | subcritical | retired | 1988 | 2019 | N/A | 22.7492 | 113.6719 | china
guangdong yudean humen power generation co ltd | 210 | subcritical | retired | 1989 | 2019 | N/A | 22.7492 | 113.6719 | china
guangdong yudean humen power generation co ltd | 330 | subcritical | retired | 1992 | 2023 | N/A | 22.7492 | 113.6719 | china
guangdong yudean humen power generation co ltd | 330 | subcritical | retired | 1993 | 2023 | N/A | 22.7492 | 113.6719 | china
guangdong yudean humen power generation co ltd | 1000 | ultra-supercritical | cancelled | N/A | N/A | N/A | 22.7492 | 113.6719 | china
guangdong yudean humen power generation co ltd | 1000 | ultra-supercritical | cancelled | N/A | N/A | N/A | 22.7492 | 113.6719 | china
shenzhen guangshen shajiao (b) power co ltd | 350 | subcritical | retired | 1987 | 2019 | N/A | 22.7478 | 113.6775 | china
shenzhen guangshen shajiao (b) power co ltd | 350 | subcritical | retired | 1987 | 2018 | N/A | 22.7478 | 113.6775 | china
guangdong guanghope power co ltd | 660 | subcritical | operating | 1995 | N/A | 2025 | 22.7482 | 113.6807 | china
guangdong guanghope power co ltd | 660 | subcritical | operating | 1996 | N/A | 2025 | 22.7482 | 113.6807 | china
guangdong guanghope power co ltd | 660 | subcritical | operating | 1996 | N/A | 2025 | 22.7482 | 113.6807 | china
guangdong shaoguan yuejiang electricity generation co ltd | 330 | subcritical | operating | 2005 | N/A | N/A | 24.5857 | 113.5829 | china
guangdong shaoguan yuejiang electricity generation co ltd | 330 | subcritical | operating | 2005 | N/A | N/A | 24.5857 | 113.5829 | china
guangdong shaoguan yuejiang electricity generation co ltd | 50 | subcritical | retired | 1966 | 2006 | N/A | 24.6892 | 113.5789 | china
guangdong shaoguan yuejiang electricity generation co ltd | 50 | subcritical | retired | 1967 | 2007 | N/A | 24.6892 | 113.5789 | china
guangdong shaoguan yuejiang electricity generation co ltd | 50 | subcritical | retired | 1972 | 2007 | N/A | 24.6892 | 113.5789 | china
guangdong shaoguan yuejiang electricity generation co ltd | 50 | subcritical | retired | 1973 | 2007 | N/A | 24.6892 | 113.5789 | china
guangdong shaoguan yuejiang electricity generation co ltd | 200 | subcritical | retired | 1985 | 2009 | N/A | 24.6892 | 113.5789 | china
guangdong shaoguan yuejiang electricity generation co ltd | 200 | subcritical | retired | 1990 | 2009 | N/A | 24.6892 | 113.5789 | china
guangdong shaoguan yuejiang electricity generation co ltd | 600 | ultra-supercritical | operating | 2014 | N/A | N/A | 24.682 | 113.605 | china
guangdong shaoguan yuejiang electricity generation co ltd | 600 | ultra-supercritical | operating | 2015 | N/A | N/A | 24.682 | 113.605 | china
china resources power holdings co ltd | 660 | ultra-supercritical | operating | 2023 | N/A | N/A | 23.122 | 112.2794 | china
china resources power holdings co ltd | 660 | ultra-supercritical | operating | 2023 | N/A | N/A | 23.122 | 112.2794 | china
china resources power (xingning) co ltd | 350 | subcritical | cancelled | N/A | N/A | N/A | 24.283 | 115.7057 | china
china resources power (xingning) co ltd | 350 | subcritical | cancelled | N/A | N/A | N/A | 24.283 | 115.7057 | china
china resources power (xingning) co ltd | 135 | subcritical | retired | 2006 | 2017 | N/A | 24.283 | 115.7057 | china
china resources power (xingning) co ltd | 135 | subcritical | retired | 2007 | 2017 | N/A | 24.283 | 115.7057 | china
guoneng (zhaoqing) thermal power co ltd | 350 | supercritical | operating | 2013 | N/A | N/A | 23.3006 | 112.8563 | china
guoneng (zhaoqing) thermal power co ltd | 350 | supercritical | operating | 2013 | N/A | N/A | 23.3006 | 112.8563 | china
zhongshan thermal power plant co ltd | 300 | subcritical | operating | 2016 | N/A | N/A | 22.6961 | 113.32 | china
zhongshan thermal power plant co ltd | 300 | subcritical | operating | 2016 | N/A | N/A | 22.6961 | 113.32 | china
zhongshan thermal power plant co ltd | 50 | subcritical | retired | 1990 | 2016 | N/A | 22.6961 | 113.32 | china
zhongshan thermal power plant co ltd | 60 | subcritical | retired | 1990 | 2016 | N/A | 22.6961 | 113.32 | china
china southern power grid co ltd | 120 | unknown | cancelled | N/A | N/A | N/A | 23 | 109 | china
guangxi hualei new material co ltd | 350 | supercritical | operating | 2017 | N/A | N/A | 23.3397 | 107.4941 | china
guangxi hualei new material co ltd | 350 | supercritical | operating | 2017 | N/A | N/A | 23.3397 | 107.4941 | china
guangxi hualei new material co ltd | 350 | supercritical | operating | 2018 | N/A | N/A | 23.3397 | 107.4941 | china
guoneng guangtou liuzhou power generation co ltd | 350 | supercritical | operating | 2016 | N/A | N/A | 24.456 | 109.6935 | china
guoneng guangtou liuzhou power generation co ltd | 350 | supercritical | operating | 2016 | N/A | N/A | 24.456 | 109.6935 | china
guangxi xianhe energy development co ltd | 50 | CFB | operating | 2024 | N/A | N/A | 23.6721 | 109.541 | china
guangxi xianhe energy development co ltd | 50 | CFB | operating | 2024 | N/A | N/A | 23.6721 | 109.541 | china
guangxi xianhe energy development co ltd | 50 | CFB | operating | 2024 | N/A | N/A | 23.6721 | 109.541 | china
datang guangyuan power generation co ltd | 1000 | ultra-supercritical | cancelled | N/A | N/A | N/A | 32.3332 | 105.5786 | china
datang guangyuan power generation co ltd | 1000 | ultra-supercritical | cancelled | N/A | N/A | N/A | 32.3332 | 105.5786 | china
guangzhou zhongdian lixin thermal power co ltd | 330 | subcritical | operating | 2012 | N/A | N/A | 23.0942 | 113.565 | china
guangzhou zhongdian lixin thermal power co ltd | 330 | subcritical | operating | 2012 | N/A | N/A | 23.0942 | 113.565 | china
guangzhou meishan thermal power plant co ltd | 60 | subcritical | retired | 1994 | 2017 | N/A | 22.7923 | 113.4933 | china
guangzhou china resources thermal power co ltd | 300 | subcritical | operating | 2009 | N/A | N/A | 22.8626 | 113.5229 | china
guangzhou china resources thermal power co ltd | 300 | subcritical | operating | 2009 | N/A | N/A | 22.8626 | 113.5229 | china
guangzhou paper group co ltd | 50 | CFB | operating | 2011 | N/A | N/A | 22.7413 | 113.5087 | china
guangzhou paper group co ltd | 50 | unknown | retired | 2000 | 2011 | N/A | 23.0727 | 113.2625 | china
guangzhou paper group co ltd | 50 | unknown | retired | 2000 | 2011 | N/A | 23.0727 | 113.2625 | china
guangzhou power plant co ltd | 60 | subcritical | retired | 1989 | 2018 | N/A | 23.142 | 113.2243 | china
guangzhou power plant co ltd | 60 | subcritical | retired | 1991 | 2018 | N/A | 23.142 | 113.2243 | china
guangzhou power plant co ltd | 60 | subcritical | retired | 1993 | 2018 | N/A | 23.142 | 113.2243 | china
guangzhou power plant co ltd | 60 | subcritical | retired | 1995 | 2018 | N/A | 23.142 | 113.2243 | china
china petrochemical corp guangzhou branch | 100 | subcritical | operating | 2007 | N/A | N/A | 23.1197 | 113.4691 | china
china petrochemical corp guangzhou branch | 100 | subcritical | operating | 2007 | N/A | N/A | 23.1197 | 113.4691 | china
guangzhou wanglong thermoelectric co ltd | 100 | subcritical | retired | 2005 | 2018 | N/A | 23.0929 | 113.5648 | china
guangzhou wanglong thermoelectric co ltd | 100 | subcritical | retired | 2005 | 2018 | N/A | 23.0929 | 113.5648 | china
guangzhou yuancun thermal power co ltd | 50 | unknown | retired | 1997 | 2009 | N/A | 23.1305 | 113.3508 | china
guangzhou yuancun thermal power co ltd | 50 | unknown | retired | 1997 | 2009 | N/A | 23.1305 | 113.3508 | china
guang zhou pearl river power co ltd | 320 | subcritical | operating | 1994 | N/A | N/A | 22.8148 | 113.5678 | china
guang zhou pearl river power co ltd | 320 | subcritical | operating | 1994 | N/A | N/A | 22.8148 | 113.5678 | china
guangzhou oriental electric power co ltd | 320 | subcritical | operating | 1997 | N/A | N/A | 22.8148 | 113.5678 | china
guangzhou oriental electric power co ltd | 320 | subcritical | operating | 1997 | N/A | N/A | 22.8148 | 113.5678 | china
guangzhou oriental electric power co ltd | 1000 | ultra-supercritical | cancelled | N/A | N/A | N/A | 22.8148 | 113.5678 | china
guangzhou oriental electric power co ltd | 600 | ultra-supercritical | permitted | N/A | N/A | N/A | 22.8148 | 113.5678 | china
guangzhou oriental electric power co ltd | 600 | ultra-supercritical | permitted | N/A | N/A | N/A | 22.8148 | 113.5678 | china
inner mongolia manshi coal group co ltd | 660 | ultra-supercritical | cancelled | N/A | N/A | N/A | 39.5307 | 111.3274 | china
inner mongolia manshi coal group co ltd | 660 | ultra-supercritical | cancelled | N/A | N/A | N/A | 39.5307 | 111.3274 | china
gansu power investment changle power generation co ltd | 1000 | ultra-supercritical | construction | 2025 | N/A | N/A | 40.6599 | 96.513 | china
gansu power investment changle power generation co ltd | 1000 | ultra-supercritical | construction | 2025 | N/A | N/A | 40.6599 | 96.513 | china
gansu power investment changle power generation co ltd | 1000 | ultra-supercritical | operating | 2020 | N/A | N/A | 40.6599 | 96.513 | china
gansu power investment changle power generation co ltd | 1000 | ultra-supercritical | operating | 2020 | N/A | N/A | 40.6599 | 96.513 | china
gansu power investment changle power generation co ltd | 1000 | ultra-supercritical | operating | 2023 | N/A | N/A | 40.6599 | 96.513 | china
gansu power investment changle power generation co ltd | 1000 | ultra-supercritical | operating | 2023 | N/A | N/A | 40.6599 | 96.513 | china
guangxi energy co ltd | 350 | supercritical | operating | 2021 | N/A | N/A | 23.9853 | 111.6935 | china
guangxi energy co ltd | 350 | supercritical | operating | 2021 | N/A | N/A | 23.9853 | 111.6935 | china
chd guigang electric power co ltd | 660 | supercritical | cancelled | N/A | N/A | N/A | 23.1119 | 109.7658 | china
chd guigang electric power co ltd | 660 | supercritical | cancelled | N/A | N/A | N/A | 23.1119 | 109.7658 | china
chd guigang electric power co ltd | 600 | supercritical | operating | 2007 | N/A | N/A | 23.1119 | 109.7658 | china
chd guigang electric power co ltd | 600 | supercritical | operating | 2007 | N/A | N/A | 23.1119 | 109.7658 | china
inner mongolia energy power generation investment group co ltd | 660 | unknown | cancelled | N/A | N/A | N/A | 46.203 | 121.736 | china
inner mongolia energy power generation investment group co ltd | 660 | unknown | cancelled | N/A | N/A | N/A | 46.203 | 121.736 | china
guixi power generation co ltd | 125 | subcritical | retired | 1981 | 2008 | N/A | 28.2891 | 117.2235 | china
guixi power generation co ltd | 125 | subcritical | retired | 1984 | 2009 | N/A | 28.2891 | 117.2235 | china
guixi power generation co ltd | 125 | subcritical | retired | 1985 | 2009 | N/A | 28.2891 | 117.2235 | china
guixi power generation co ltd | 125 | subcritical | retired | 1986 | 2009 | N/A | 28.2891 | 117.2235 | china
guixi power generation co ltd | 300 | subcritical | operating | 2005 | N/A | N/A | 28.2891 | 117.2235 | china
guixi power generation co ltd | 300 | subcritical | operating | 2006 | N/A | N/A | 28.2891 | 117.2235 | china
guixi power generation co ltd | 640 | supercritical | operating | 2012 | N/A | N/A | 28.2891 | 117.2235 | china
guixi power generation co ltd | 640 | supercritical | operating | 2011 | N/A | N/A | 28.2891 | 117.2235 | china
guodian guizhou electric power co ltd | 100 | subcritical | retired | 1957 | 2000 | N/A | 26.5473 | 106.6851 | china
guodian guizhou electric power co ltd | 100 | subcritical | retired | 1957 | 2000 | N/A | 26.5473 | 106.6851 | china
guodian guizhou electric power co ltd | 200 | subcritical | retired | 1995 | 2013 | N/A | 26.5473 | 106.6851 | china
guodian guizhou electric power co ltd | 200 | subcritical | retired | 2004 | 2013 | N/A | 26.5473 | 106.6851 | china
xifeng kailin fertilizer co ltd | 300 | unknown | cancelled | N/A | N/A | N/A | 27.159 | 106.7002 | china
xifeng kailin fertilizer co ltd | 300 | unknown | cancelled | N/A | N/A | N/A | 27.159 | 106.7002 | china
xifeng kailin fertilizer co ltd | 300 | unknown | cancelled | N/A | N/A | N/A | 27.159 | 106.7002 | china
xifeng kailin fertilizer co ltd | 300 | unknown | cancelled | N/A | N/A | N/A | 27.159 | 106.7002 | china
xifeng kailin fertilizer co ltd | 300 | unknown | cancelled | N/A | N/A | N/A | 27.159 | 106.7002 | china
guizhou huadian dalong power generation co ltd | 300 | subcritical | operating | 2006 | N/A | N/A | 27.2956 | 109.0147 | china
guizhou huadian dalong power generation co ltd | 300 | subcritical | operating | 2006 | N/A | N/A | 27.2956 | 109.0147 | china
guizhou energy group co ltd | 660 | ultra-supercritical | pre-permit | N/A | N/A | N/A | 27.1006 | 105.5658 | china
guizhou energy group co ltd | 660 | ultra-supercritical | pre-permit | N/A | N/A | N/A | 27.1006 | 105.5658 | china
datang guizhou faer power generation co ltd | 600 | subcritical | operating | 2007 | N/A | N/A | 26.3259 | 104.7706 | china
datang guizhou faer power generation co ltd | 600 | subcritical | operating | 2009 | N/A | N/A | 26.3259 | 104.7706 | china
datang guizhou faer power generation co ltd | 600 | subcritical | operating | 2009 | N/A | N/A | 26.3259 | 104.7706 | china
datang guizhou faer power generation co ltd | 600 | subcritical | operating | 2010 | N/A | N/A | 26.3259 | 104.7706 | china
datang guizhou faer power generation co ltd | 600 | unknown | cancelled | N/A | N/A | N/A | 26.3259 | 104.7706 | china
datang guizhou faer power generation co ltd | 600 | unknown | cancelled | N/A | N/A | N/A | 26.3259 | 104.7706 | china
guizhou jianhao thermal power co ltd | 300 | unknown | cancelled | N/A | N/A | N/A | 27.2958 | 109.0367 | china
guizhou jianhao thermal power co ltd | 300 | unknown | cancelled | N/A | N/A | N/A | 27.2958 | 109.0367 | china
guodian qingjiang power plant preparatory office | 660 | supercritical | cancelled | N/A | N/A | N/A | 26.583 | 107.982 | china
guodian qingjiang power plant preparatory office | 660 | supercritical | cancelled | N/A | N/A | N/A | 26.583 | 107.982 | china
datang guizhou xingren power generation co ltd | 660 | supercritical | cancelled | N/A | N/A | N/A | 25.4947 | 105.3521 | china
datang guizhou xingren power generation co ltd | 660 | supercritical | cancelled | N/A | N/A | N/A | 25.4947 | 105.3521 | china
datang guizhou xingren power generation co ltd | 660 | supercritical | permitted | N/A | N/A | N/A | 25.4947 | 105.3521 | china
datang guizhou xingren power generation co ltd | 660 | supercritical | permitted | N/A | N/A | N/A | 25.4947 | 105.3521 | china
gujiao riyue thermal power co ltd | 50 | unknown | operating | 2011 | N/A | N/A | 37.9312 | 112.0932 | china
fujian fuhaichuang petrochemical co ltd | 75 | unknown | construction | 2026 | N/A | N/A | 23.8216 | 117.6027 | china
fujian fuhaichuang petrochemical co ltd | 75 | unknown | construction | N/A | N/A | N/A | 23.8216 | 117.6027 | china
fujian fuhaichuang petrochemical co ltd | 65 | unknown | permitted | N/A | N/A | N/A | 23.8216 | 117.6027 | china
fujian fuhaichuang petrochemical co ltd | 65 | unknown | permitted | N/A | N/A | N/A | 23.8216 | 117.6027 | china
fujian gulei petrochemical co ltd | 30 | unknown | operating | 2021 | N/A | N/A | 23.8216 | 117.6027 | china
fujian gulei petrochemical co ltd | 30 | unknown | operating | 2022 | N/A | N/A | 23.8216 | 117.6027 | china
fujian gulei petrochemical co ltd | 30 | unknown | operating | 2022 | N/A | N/A | 23.8216 | 117.6027 | china
guodian xinjiang power co ltd | 350 | unknown | cancelled | N/A | N/A | N/A | 39.785 | 78.55 | china
guodian xinjiang power co ltd | 350 | unknown | cancelled | N/A | N/A | N/A | 39.785 | 78.55 | china
datang baoji second power generation co ltd | 300 | subcritical | operating | 1998 | N/A | N/A | 34.498 | 107.2182 | china
datang baoji second power generation co ltd | 300 | subcritical | operating | 1999 | N/A | N/A | 34.498 | 107.2182 | china
datang baoji second power generation co ltd | 300 | subcritical | operating | 2000 | N/A | N/A | 34.498 | 107.2182 | china
datang baoji second power generation co ltd | 300 | subcritical | operating | 2001 | N/A | N/A | 34.498 | 107.2182 | china
datang baoji power generation co ltd | 660 | supercritical | operating | 2011 | N/A | N/A | 34.498 | 107.2182 | china
datang baoji power generation co ltd | 660 | supercritical | operating | 2011 | N/A | N/A | 34.498 | 107.2182 | china
datang baoji power generation co ltd | 1000 | ultra-supercritical | cancelled | N/A | N/A | N/A | 34.498 | 107.2182 | china
datang baoji power generation co ltd | 1000 | ultra-supercritical | cancelled | N/A | N/A | N/A | 34.498 | 107.2182 | china
guoneng jilin longhua thermal power co ltd changchun thermal power no. 1 plant | 70 | subcritical | retired | 2002 | 2013 | N/A | 43.9155 | 125.3287 | china
guoneng jilin longhua thermal power co ltd changchun thermal power no. 1 plant | 70 | subcritical | retired | 2002 | 2013 | N/A | 43.9155 | 125.3287 | china
guoneng jilin longhua thermal power co ltd changchun thermal power no. 1 plant | 350 | supercritical | operating | 2011 | N/A | N/A | 44.0084 | 125.3045 | china
guoneng jilin longhua thermal power co ltd changchun thermal power no. 1 plant | 350 | supercritical | operating | 2012 | N/A | N/A | 44.0084 | 125.3045 | china
huadian xinjiang hami coal power development co ltd | 660 | ultra-supercritical | operating | 2016 | N/A | N/A | 42.3202 | 93.1914 | china
huadian xinjiang hami coal power development co ltd | 660 | ultra-supercritical | operating | 2016 | N/A | N/A | 42.3202 | 93.1914 | china
national energy feixian power generation co ltd | 1000 | supercritical | cancelled | N/A | N/A | N/A | 35.3189 | 117.9057 | china
national energy feixian power generation co ltd | 1000 | supercritical | cancelled | N/A | N/A | N/A | 35.3189 | 117.9057 | china
national energy feixian power generation co ltd | 1000 | supercritical | cancelled | N/A | N/A | N/A | 35.3189 | 117.9057 | china
national energy feixian power generation co ltd | 1000 | supercritical | cancelled | N/A | N/A | N/A | 35.3189 | 117.9057 | china
national energy feixian power generation co ltd | 650 | supercritical | operating | 2007 | N/A | N/A | 35.3189 | 117.9057 | china
national energy feixian power generation co ltd | 650 | supercritical | operating | 2007 | N/A | N/A | 35.3189 | 117.9057 | china
guodian shaanxi electric power co ltd | 600 | unknown | cancelled | N/A | N/A | N/A | 37.962 | 109.294 | china
china energy investment corp | 600 | unknown | cancelled | N/A | N/A | N/A | 43.265 | 117.547 | china
guodian jiujiang generating co ltd | 350 | subcritical | operating | 2002 | N/A | N/A | 29.741 | 116.0345 | china
guodian jiujiang generating co ltd | 350 | subcritical | operating | 2003 | N/A | N/A | 29.741 | 116.0345 | china
guodian jiujiang generating co ltd | 220 | subcritical | retired | 1991 | 2014 | N/A | 29.741 | 116.0345 | china
guodian jiujiang generating co ltd | 200 | subcritical | retired | 1992 | 2014 | N/A | 29.741 | 116.0345 | china
guodian jiujiang generating co ltd | 135 | subcritical | retired | 1984 | 2009 | N/A | 29.741 | 116.0345 | china
guodian jiujiang generating co ltd | 125 | subcritical | retired | 1984 | 2009 | N/A | 29.741 | 116.0345 | china
guodian jiujiang generating co ltd | 660 | ultra-supercritical | operating | 2012 | N/A | N/A | 29.741 | 116.0345 | china
guodian jiujiang generating co ltd | 660 | ultra-supercritical | cancelled | N/A | N/A | N/A | 29.741 | 116.0345 | china
huadian kuqa power generation co ltd | 300 | subcritical | operating | 2012 | N/A | N/A | 41.7381 | 82.8879 | china
huadian kuqa power generation co ltd | 300 | subcritical | operating | 2013 | N/A | N/A | 41.7381 | 82.8879 | china
huadian kuqa power generation co ltd | 135 | subcritical | retired | 2006 | 2018 | N/A | 41.7381 | 82.8879 | china
huadian kuqa power generation co ltd | 135 | subcritical | retired | 2006 | 2018 | N/A | 41.7381 | 82.8879 | china
guodian north china electric power co ltd | 350 | supercritical | operating | 2016 | N/A | N/A | 39.4787 | 116.7688 | china
guodian north china electric power co ltd | 350 | supercritical | operating | 2016 | N/A | N/A | 39.4787 | 116.7688 | china
guodian north china electric power co ltd | 350 | supercritical | construction | N/A | N/A | N/A | 39.4787 | 116.7688 | china
guodian north china electric power co ltd | 350 | supercritical | construction | N/A | N/A | N/A | 39.4787 | 116.7688 | china
national energy liaocheng power generation co ltd | 650 | supercritical | operating | 2008 | N/A | N/A | 36.491 | 115.8288 | china
national energy liaocheng power generation co ltd | 650 | supercritical | operating | 2009 | N/A | N/A | 36.491 | 115.8288 | china
guodian xinjiang power co ltd | 660 | supercritical | cancelled | N/A | N/A | N/A | 43.8066 | 82.5849 | china
guodian xinjiang power co ltd | 660 | supercritical | cancelled | N/A | N/A | N/A | 43.8066 | 82.5849 | china
china grid penglai power generation co ltd | 1000 | ultra-supercritical | permitted | N/A | N/A | N/A | 37.7547 | 120.5944 | china
china grid penglai power generation co ltd | 1000 | ultra-supercritical | permitted | N/A | N/A | N/A | 37.7547 | 120.5944 | china
china grid penglai power generation co ltd | 300 | subcritical | operating | 2006 | N/A | N/A | 37.7547 | 120.5944 | china
china grid penglai power generation co ltd | 300 | subcritical | operating | 2006 | N/A | N/A | 37.7547 | 120.5944 | china
china energy investment corp | 300 | subcritical | cancelled | N/A | N/A | N/A | 36.684 | 118.479 | china
china energy investment corp | 300 | subcritical | cancelled | N/A | N/A | N/A | 36.684 | 118.479 | china
guodian xinjiang power co ltd | 660 | unknown | cancelled | N/A | N/A | N/A | 46.75 | 82.9833 | china
guodian xinjiang power co ltd | 660 | unknown | cancelled | N/A | N/A | N/A | 46.75 | 82.9833 | china
tai'an electricity general co | 350 | supercritical | operating | 2015 | N/A | N/A | 36.0764 | 117.1369 | china
tai'an electricity general co | 350 | supercritical | operating | 2015 | N/A | N/A | 36.0764 | 117.1369 | china
guodian xinjiang power co ltd | 660 | ultra-supercritical | cancelled | N/A | N/A | N/A | 42.9667 | 89.1833 | china
guodian xinjiang power co ltd | 660 | ultra-supercritical | cancelled | N/A | N/A | N/A | 42.9667 | 89.1833 | china
china energy investment corp | 1800 | unknown | cancelled | N/A | N/A | N/A | 43.933 | 116.087 | china
gd power development co ltd | 1000 | ultra-supercritical | cancelled | N/A | N/A | N/A | 27.817 | 114.917 | china
gd power development co ltd | 1000 | ultra-supercritical | cancelled | N/A | N/A | N/A | 27.817 | 114.917 | china
guodian xianyang coal electricity integration co ltd | 1000 | unknown | cancelled | N/A | N/A | N/A | 34.8139 | 108.1683 | china
guodian xianyang coal electricity integration co ltd | 1000 | unknown | cancelled | N/A | N/A | N/A | 34.8139 | 108.1683 | china
guodian shaanxi electric power co ltd | 6000 | unknown | cancelled | N/A | N/A | N/A | 37.599 | 108.794 | china
guoneng zhijin power generation co ltd | 660 | ultra-supercritical | cancelled | N/A | N/A | N/A | 26.8328 | 105.8189 | china
guoneng zhijin power generation co ltd | 660 | ultra-supercritical | cancelled | N/A | N/A | N/A | 26.8328 | 105.8189 | china
guoneng zhijin power generation co ltd | 660 | supercritical | operating | 2016 | N/A | N/A | 26.8328 | 105.8189 | china
guoneng zhijin power generation co ltd | 660 | supercritical | operating | 2016 | N/A | N/A | 26.8328 | 105.8189 | china
guodian & jiantou inner mongolia energy investment co ltd | 660 | ultra-supercritical | operating | 2023 | N/A | N/A | 39.5442 | 111.3632 | china
guodian & jiantou inner mongolia energy investment co ltd | 660 | ultra-supercritical | operating | 2023 | N/A | N/A | 39.543 | 111.3623 | china
guoneng shouguang power generation co ltd | 1000 | ultra-supercritical | announced | N/A | N/A | N/A | 37.2697 | 118.9067 | china
guoneng shouguang power generation co ltd | 1000 | ultra-supercritical | announced | N/A | N/A | N/A | 37.2697 | 118.9067 | china
guoneng shouguang power generation co ltd | 1000 | ultra-supercritical | operating | 2016 | N/A | N/A | 37.2697 | 118.9067 | china
guoneng shouguang power generation co ltd | 1000 | ultra-supercritical | operating | 2016 | N/A | N/A | 37.2697 | 118.9067 | china
guohua taicang power generation co ltd | 630 | supercritical | operating | 2005 | N/A | N/A | 31.5877 | 121.2563 | china
guohua taicang power generation co ltd | 630 | supercritical | operating | 2006 | N/A | N/A | 31.5877 | 121.2563 | china
xuzhou power plant | 125 | subcritical | retired | 1975 | 2008 | N/A | 34.3951 | 117.2597 | china
xuzhou power plant | 1000 | ultra-supercritical | operating | 2011 | N/A | N/A | 34.3951 | 117.2597 | china
xuzhou power plant | 125 | subcritical | retired | 1976 | 2008 | N/A | 34.3951 | 117.2597 | china
xuzhou power plant | 125 | subcritical | retired | 1978 | 2008 | N/A | 34.3951 | 117.2597 | china
xuzhou power plant | 125 | subcritical | retired | 1978 | 2008 | N/A | 34.3951 | 117.2597 | china
xuzhou power plant | 200 | subcritical | retired | 1985 | 2008 | N/A | 34.3951 | 117.2597 | china
xuzhou power plant | 200 | subcritical | retired | 1985 | 2008 | N/A | 34.3951 | 117.2597 | china
xuzhou power plant | 220 | subcritical | retired | 1986 | 2012 | N/A | 34.3951 | 117.2597 | china
xuzhou power plant | 220 | subcritical | retired | 1987 | 2012 | N/A | 34.3951 | 117.2597 | china
xuzhou power plant | 1000 | ultra-supercritical | operating | 2011 | N/A | N/A | 34.3951 | 117.2597 | china
shenhua guohua (zhoushan) power generation co ltd | 660 | ultra-supercritical | operating | 2024 | N/A | N/A | 30.104 | 122.1848 | china
shenhua guohua (zhoushan) power generation co ltd | 660 | ultra-supercritical | operating | 2024 | N/A | N/A | 30.104 | 122.1848 | china
shenhua guohua (zhoushan) power generation co ltd | 300 | subcritical | operating | 2010 | N/A | N/A | 30.104 | 122.1848 | china
shenhua guohua (zhoushan) power generation co ltd | 350 | supercritical | operating | 2014 | N/A | N/A | 30.104 | 122.1848 | china
shenhua guohua (zhoushan) power generation co ltd | 125 | subcritical | retired | 1997 | 2019 | N/A | 30.104 | 122.1848 | china
shenhua guohua (zhoushan) power generation co ltd | 135 | subcritical | retired | 2004 | 2020 | N/A | 30.104 | 122.1848 | china
national energy group gansu electric power co ltd | 1000 | ultra-supercritical | permitted | N/A | N/A | N/A | 39.832 | 98.7089 | china
national energy group gansu electric power co ltd | 1000 | ultra-supercritical | permitted | N/A | N/A | N/A | 39.832 | 98.7089 | china
national energy group gansu electric power co ltd | 1000 | ultra-supercritical | permitted | N/A | N/A | N/A | 39.832 | 98.7089 | china
national energy group gansu electric power co ltd | 1000 | ultra-supercritical | permitted | N/A | N/A | N/A | 39.832 | 98.7089 | china
guodian power shuangwei inner mongolia shanghaimiao energy co ltd | 1000 | ultra-supercritical | operating | 2021 | N/A | N/A | 38.3096 | 106.6794 | china
guodian power shuangwei inner mongolia shanghaimiao energy co ltd | 1000 | ultra-supercritical | operating | 2022 | N/A | N/A | 38.3096 | 106.6794 | china
state energy group inner mongolia shanghaimiao power generation co ltd | 1000 | ultra-supercritical | operating | 2022 | N/A | N/A | 38.3096 | 106.6794 | china
state energy group inner mongolia shanghaimiao power generation co ltd | 1000 | ultra-supercritical | operating | 2023 | N/A | N/A | 38.3096 | 106.6794 | china
national energy changyuan suizhou power generation co ltd | 660 | supercritical | operating | 2023 | N/A | N/A | 31.6401 | 113.522 | china
national energy changyuan suizhou power generation co ltd | 660 | supercritical | operating | 2023 | N/A | N/A | 31.6401 | 113.522 | china
national energy group yueyang power generation co ltd | 1000 | ultra-supercritical | cancelled | N/A | N/A | N/A | 29.6084 | 112.7486 | china
national energy group yueyang power generation co ltd | 1000 | ultra-supercritical | cancelled | N/A | N/A | N/A | 29.6084 | 112.7486 | china
national energy group yueyang power generation co ltd | 1000 | ultra-supercritical | operating | 2023 | N/A | N/A | 29.613 | 112.7546 | china
national energy group yueyang power generation co ltd | 1000 | ultra-supercritical | operating | 2023 | N/A | N/A | 29.613 | 112.7546 | china
guoshen inner mongolia energy group co., ltd. | 660 | ultra-supercritical | construction | N/A | N/A | N/A | 44.8653 | 82.0605 | china
guoshen inner mongolia energy group co., ltd. | 660 | ultra-supercritical | construction | N/A | N/A | N/A | 44.8653 | 82.0605 | china
xinjiang guotai xinhua mining industry co ltd | 350 | supercritical | operating | 2019 | N/A | N/A | 44.6951 | 89.0691 | china
xinjiang guotai xinhua mining industry co ltd | 350 | supercritical | operating | 2018 | N/A | N/A | 44.6951 | 89.0691 | china
jiangsu guoxin dafenggang power generation co ltd | 1000 | supercritical | cancelled | N/A | N/A | N/A | 33.266 | 120.753 | china
jiangsu guoxin dafenggang power generation co ltd | 1000 | supercritical | cancelled | N/A | N/A | N/A | 33.266 | 120.753 | china
jiangsu guoxin dafenggang power generation co ltd | 1000 | supercritical | cancelled | N/A | N/A | N/A | 33.266 | 120.753 | china
jiangsu guoxin dafenggang power generation co ltd | 1000 | supercritical | cancelled | N/A | N/A | N/A | 33.266 | 120.753 | china
jiangsu guoxin dafenggang power generation co ltd | 1000 | supercritical | cancelled | N/A | N/A | N/A | 33.266 | 120.753 | china
jiangsu guoxin dafenggang power generation co ltd | 1000 | supercritical | cancelled | N/A | N/A | N/A | 33.266 | 120.753 | china
jiangsu guoxin jingjiang power generation co ltd | 660 | ultra-supercritical | operating | 2013 | N/A | N/A | 32.0305 | 120.3831 | china
jiangsu guoxin jingjiang power generation co ltd | 660 | ultra-supercritical | operating | 2014 | N/A | N/A | 32.0305 | 120.3831 | china
jiangsu guoxin jingjiang power generation co ltd | 1000 | ultra-supercritical | construction | N/A | N/A | N/A | 32.0305 | 120.3831 | china
jiangsu guoxin jingjiang power generation co ltd | 1000 | ultra-supercritical | construction | N/A | N/A | N/A | 32.0305 | 120.3831 | china
guoxin qidong thermal power co., ltd. co ltd | 30 | CFB | permitted | N/A | N/A | N/A | 31.8021 | 121.563 | china
jiangsu guoxin yangzhou power generation co ltd | 1000 | ultra-supercritical | cancelled | N/A | N/A | N/A | 32.2678 | 119.4194 | china
jiangsu guoxin yangzhou power generation co ltd | 1000 | ultra-supercritical | cancelled | N/A | N/A | N/A | 32.2678 | 119.4194 | china
jiangsu guoxin yangzhou power generation co ltd | 600 | supercritical | operating | 2006 | N/A | N/A | 32.2678 | 119.4194 | china
jiangsu guoxin yangzhou power generation co ltd | 600 | supercritical | operating | 2007 | N/A | N/A | 32.2678 | 119.4194 | china
jiangsu guoxin yangzhou power generation co ltd | 630 | subcritical | operating | 1998 | N/A | N/A | 32.2678 | 119.4194 | china
jiangsu guoxin yangzhou power generation co ltd | 630 | subcritical | operating | 1998 | N/A | N/A | 32.2678 | 119.4194 | china
guoyue (yizhang) electric power co., ltd. co ltd | 700 | supercritical | permitted | 2025 | N/A | N/A | 25.3332 | 112.8146 | china
baotou power generation branch of inner mongolia energy power generation investment group co ltd | 350 | supercritical | operating | 2019 | N/A | N/A | 40.9631 | 110.0864 | china
baotou power generation branch of inner mongolia energy power generation investment group co ltd | 350 | supercritical | operating | 2019 | N/A | N/A | 40.9631 | 110.0864 | china
inner mongolia mengdian huaneng thermal power corp ltd | 330 | subcritical | operating | 2005 | N/A | N/A | 39.3174 | 106.865 | china
inner mongolia mengdian huaneng thermal power corp ltd | 330 | subcritical | operating | 2005 | N/A | N/A | 39.3174 | 106.865 | china
inner mongolia menghua haibowan power generation co ltd | 200 | subcritical | operating | 2003 | N/A | N/A | 39.3174 | 106.865 | china
inner mongolia menghua haibowan power generation co ltd | 200 | subcritical | operating | 2003 | N/A | N/A | 39.3174 | 106.865 | china
haibowan electric power join-stock co ltd | 100 | subcritical | retired | 1994 | 2007 | N/A | 39.3174 | 106.865 | china
haibowan electric power join-stock co ltd | 100 | subcritical | retired | 1994 | 2007 | N/A | 39.3174 | 106.865 | china
inner mongolia menghua haibowan power generation co ltd | 600 | unknown | cancelled | N/A | N/A | N/A | 39.3174 | 106.865 | china
inner mongolia menghua haibowan power generation co ltd | 600 | unknown | cancelled | N/A | N/A | N/A | 39.3174 | 106.865 | china
yibin haifeng herui co ltd | 55 | subcritical | operating | 2012 | N/A | N/A | 28.716 | 105.1399 | china
yibin haifeng herui co ltd | 55 | subcritical | operating | 2012 | N/A | N/A | 28.716 | 105.1399 | china
yibin haifeng herui co ltd | 55 | subcritical | operating | 2012 | N/A | N/A | 28.716 | 105.1399 | china
hulunbeier antai thermal power co ltd hailaer thermal power plant | 400 | subcritical | cancelled | N/A | N/A | N/A | 49.5921 | 117.409 | china
hulunbeier antai thermal power co ltd hailaer thermal power plant | 200 | subcritical | operating | 2009 | N/A | N/A | 49.5921 | 117.409 | china
hulunbeier antai thermal power co ltd hailaer thermal power plant | 200 | subcritical | operating | 2009 | N/A | N/A | 49.5921 | 117.409 | china
huaneng shantou haimen power generation co ltd | 1036 | ultra-supercritical | construction | N/A | N/A | N/A | 23.1899 | 116.6548 | china
huaneng shantou haimen power generation co ltd | 1036 | ultra-supercritical | construction | N/A | N/A | N/A | 23.1899 | 116.6548 | china
huaneng shantou haimen power generation co ltd | 1036 | ultra-supercritical | operating | 2009 | N/A | N/A | 23.1899 | 116.6548 | china
huaneng shantou haimen power generation co ltd | 1036 | ultra-supercritical | operating | 2010 | N/A | N/A | 23.1899 | 116.6548 | china
huaneng shantou haimen power generation co ltd | 1036 | ultra-supercritical | operating | 2013 | N/A | N/A | 23.1899 | 116.6548 | china
huaneng shantou haimen power generation co ltd | 1036 | ultra-supercritical | operating | 2013 | N/A | N/A | 23.1899 | 116.6548 | china
huaneng hainan power generation co ltd dongfang power plant | 350 | supercritical | operating | 2009 | N/A | N/A | 19.05 | 108.6362 | china
huaneng hainan power generation co ltd dongfang power plant | 350 | supercritical | operating | 2009 | N/A | N/A | 19.05 | 108.6362 | china
huaneng hainan power generation co ltd dongfang power plant | 350 | supercritical | operating | 2012 | N/A | N/A | 19.05 | 108.6362 | china
huaneng hainan power generation co ltd dongfang power plant | 350 | supercritical | operating | 2012 | N/A | N/A | 19.05 | 108.6362 | china
national energy group ledong power generation co ltd | 350 | supercritical | operating | 2015 | N/A | N/A | 18.5375 | 108.6827 | china
national energy group ledong power generation co ltd | 350 | supercritical | operating | 2015 | N/A | N/A | 18.5375 | 108.6827 | china
china energy group xinjiang hami energy chemical co ltd | 660 | ultra-supercritical | announced | N/A | N/A | N/A | 44.0176 | 93.8568 | china
china energy group xinjiang hami energy chemical co ltd | 660 | ultra-supercritical | announced | N/A | N/A | N/A | 44.0176 | 93.8568 | china
hami camel circle red star thermal power co ltd | 100 | CFB | announced | N/A | N/A | N/A | 42.5261 | 94.1569 | china
hami camel circle red star thermal power co ltd | 100 | CFB | announced | N/A | N/A | N/A | 42.5261 | 94.1569 | china
hami camel circle red star thermal power co ltd | 100 | CFB | announced | N/A | N/A | N/A | 42.5261 | 94.1569 | china
hami luxin guoneng thermal power co ltd | 350 | supercritical | shelved | N/A | N/A | N/A | 43.1694 | 92.6286 | china
hami luxin guoneng thermal power co ltd | 350 | supercritical | shelved | N/A | N/A | N/A | 43.1694 | 92.6286 | china
xinjiang zhongneng power development co ltd | 1000 | ultra-supercritical | construction | N/A | N/A | N/A | 44.328 | 93.2839 | china
xinjiang zhongneng power development co ltd | 1000 | ultra-supercritical | construction | N/A | N/A | N/A | 44.328 | 93.2839 | china
xinjiang huadian tianshan green energy co ltd | 1000 | ultra-supercritical | construction | N/A | N/A | N/A | 44.328 | 93.2839 | china
xinjiang huadian tianshan green energy co ltd | 1000 | ultra-supercritical | construction | N/A | N/A | N/A | 44.328 | 93.2839 | china
hancheng mining bureau | 350 | supercritical | cancelled | N/A | N/A | N/A | 35.5764 | 110.5014 | china
hancheng mining bureau | 350 | supercritical | cancelled | N/A | N/A | N/A | 35.5764 | 110.5014 | china
datang shaanxi power generation co ltd hancheng power plant co ltd | 65 | subcritical | retired | 1976 | 2009 | N/A | 35.6007 | 110.5557 | china
datang shaanxi power generation co ltd hancheng power plant co ltd | 65 | subcritical | retired | 1976 | 2009 | N/A | 35.486 | 110.3949 | china
datang shaanxi power generation co ltd hancheng power plant co ltd | 125 | subcritical | retired | 1976 | 2011 | N/A | 35.486 | 110.3949 | china
datang shaanxi power generation co ltd hancheng power plant co ltd | 125 | subcritical | retired | 1977 | 2011 | N/A | 35.486 | 110.3949 | china
datang hancheng no.2 power generation co ltd | 600 | subcritical | operating | 2005 | N/A | N/A | 35.486 | 110.3949 | china
datang hancheng no.2 power generation co ltd | 600 | subcritical | operating | 2005 | N/A | N/A | 35.6007 | 110.5557 | china
datang hancheng no.2 power generation co ltd | 600 | subcritical | operating | 2008 | N/A | N/A | 35.6007 | 110.5557 | china
datang hancheng no.2 power generation co ltd | 600 | subcritical | operating | 2008 | N/A | N/A | 35.6007 | 110.5557 | china
guoneng changyuan hanchuan power generation co ltd | 1000 | ultra-supercritical | operating | 2012 | N/A | N/A | 30.6566 | 113.9173 | china
guoneng changyuan hanchuan power generation co ltd | 1000 | ultra-supercritical | operating | 2016 | N/A | N/A | 30.6566 | 113.9173 | china
guodian changyuan hanchuan no.1 power generation co ltd | 330 | subcritical | operating | 1998 | N/A | N/A | 30.6566 | 113.9173 | china
guodian changyuan hanchuan no.1 power generation co ltd | 330 | subcritical | operating | 1998 | N/A | N/A | 30.6566 | 113.9173 | china
guodian changyuan hanchuan no.1 power generation co ltd | 330 | subcritical | operating | 1991 | N/A | 2031 | 30.6566 | 113.9173 | china
guodian changyuan hanchuan no.1 power generation co ltd | 330 | subcritical | operating | 1991 | N/A | 2031 | 30.6566 | 113.9173 | china
hubei hanxin power co ltd | 1000 | ultra-supercritical | construction | 2025 | N/A | N/A | 30.6566 | 113.9173 | china
hubei hanxin power co ltd | 1000 | ultra-supercritical | construction | 2025 | N/A | N/A | 30.6566 | 113.9173 | china
gd power development co ltd | 220 | subcritical | mothballed | 1997 | N/A | N/A | 36.6421 | 114.4997 | china
gd power development co ltd | 220 | subcritical | mothballed | 1999 | N/A | N/A | 36.6421 | 114.4997 | china
gd power development co ltd | 220 | subcritical | retired | 2006 | 2022 | N/A | 36.6421 | 114.4997 | china
gd power development co ltd | 350 | supercritical | operating | 2023 | N/A | N/A | 36.569 | 114.6497 | china
gd power development co ltd | 154 | subcritical | operating | 2023 | N/A | N/A | 36.569 | 114.6497 | china
guodian power handan dongjiao thermal power co ltd | 350 | supercritical | operating | 2019 | N/A | N/A | 36.5702 | 114.6509 | china
guodian power handan dongjiao thermal power co ltd | 350 | supercritical | operating | 2019 | N/A | N/A | 36.5702 | 114.6509 | china
guodian power handan dongjiao thermal power co ltd | 350 | supercritical | operating | 2023 | N/A | N/A | 36.5702 | 114.6509 | china
guodian power handan dongjiao thermal power co ltd | 154 | supercritical | operating | 2023 | N/A | N/A | 36.5702 | 114.6509 | china
hebei hanfeng power generation co ltd | 660 | subcritical | operating | 2001 | N/A | N/A | 36.4718 | 114.1516 | china
hebei hanfeng power generation co ltd | 660 | subcritical | operating | 2001 | N/A | N/A | 36.4718 | 114.1516 | china
guoneng shenfu (longyan) power generation co ltd | 135 | subcritical | retired | 2005 | 2016 | N/A | 25.281 | 117.1549 | china
guoneng shenfu (longyan) power generation co ltd | 135 | subcritical | retired | 2005 | 2016 | N/A | 25.281 | 117.1549 | china
guoneng shenfu (longyan) power generation co ltd | 135 | subcritical | retired | 2006 | 2016 | N/A | 25.281 | 117.1549 | china
guoneng shenfu (longyan) power generation co ltd | 135 | subcritical | retired | 2006 | 2016 | N/A | 25.281 | 117.1549 | china
guoneng shenfu (longyan) power generation co ltd | 300 | subcritical | operating | 2009 | N/A | N/A | 25.281 | 117.1549 | china
guoneng shenfu (longyan) power generation co ltd | 300 | subcritical | operating | 2010 | N/A | N/A | 25.281 | 117.1549 | china
inner mongolia energy power generation hangjin power generation co ltd | 660 | ultra-supercritical | shelved | N/A | N/A | N/A | 39.92 | 109.1155 | china
inner mongolia energy power generation hangjin power generation co ltd | 660 | ultra-supercritical | shelved | N/A | N/A | N/A | 39.92 | 109.1155 | china
inner mongolia energy power generation hangjin power generation co ltd | 330 | subcritical | operating | 2016 | N/A | N/A | 39.92 | 109.1155 | china
inner mongolia energy power generation hangjin power generation co ltd | 330 | subcritical | operating | 2016 | N/A | N/A | 39.92 | 109.1155 | china
to be determined | 2400 | unknown | cancelled | N/A | N/A | N/A | 40.885 | 107.151 | china
hangzhou huadian banshan power generation co ltd | 50 | subcritical | retired | 1975 | 2007 | N/A | 30.3618 | 120.1433 | china
hangzhou huadian banshan power generation co ltd | 50 | subcritical | retired | 1975 | 2007 | N/A | 30.3618 | 120.1433 | china
hangzhou huadian banshan power generation co ltd | 130 | subcritical | retired | 1995 | 2014 | N/A | 30.3618 | 120.1433 | china
hangzhou huadian banshan power generation co ltd | 135 | subcritical | retired | 1998 | 2015 | N/A | 30.3618 | 120.1433 | china
hangzhou xielian thermoelectricity co ltd | 50 | subcritical | retired | 1997 | 2009 | N/A | 30.304 | 120.1251 | china
guodian haerbin thermoelectricity co ltd | 660 | ultra-supercritical | construction | 2026 | N/A | N/A | 45.5453 | 126.6582 | china
guodian haerbin thermoelectricity co ltd | 660 | ultra-supercritical | construction | 2026 | N/A | N/A | 45.5453 | 126.6582 | china
guodian haerbin thermoelectricity co ltd | 350 | supercritical | operating | 2013 | N/A | N/A | 45.5453 | 126.6582 | china
guodian haerbin thermoelectricity co ltd | 350 | supercritical | operating | 2014 | N/A | N/A | 45.5453 | 126.6582 | china
huadian energy co ltd harbin thermal power plant | 100 | subcritical | retired | 1975 | 2010 | N/A | 45.7101 | 126.6949 | china
huadian energy co ltd harbin thermal power plant | 100 | subcritical | retired | 1976 | 2010 | N/A | 45.7101 | 126.6949 | china
harbin thermal power co ltd | 350 | subcritical | cancelled | N/A | N/A | N/A | 45.7101 | 126.6949 | china
harbin thermal power co ltd | 350 | subcritical | operating | 2017 | N/A | N/A | 45.7101 | 126.6949 | china
harbin thermal power co ltd | 300 | subcritical | operating | 2006 | N/A | N/A | 45.7101 | 126.6949 | china
harbin thermal power co ltd | 300 | subcritical | operating | 2007 | N/A | N/A | 45.7101 | 126.6949 | china
huadian energy co ltd harbin third power plant | 220 | subcritical | operating | 1986 | N/A | N/A | 45.9663 | 126.6637 | china
huadian energy co ltd harbin third power plant | 220 | subcritical | operating | 1987 | N/A | N/A | 45.9663 | 126.6637 | china
huadian energy co ltd harbin third power plant | 600 | subcritical | operating | 1996 | N/A | N/A | 45.9663 | 126.6637 | china
huadian energy co ltd harbin third power plant | 600 | subcritical | operating | 1999 | N/A | N/A | 45.9663 | 126.6637 | china
huadian energy co ltd harbin third power plant | 660 | ultra-supercritical | permitted | N/A | N/A | N/A | 45.9663 | 126.6637 | china
hebei guohua cangdong power plant | 660 | ultra-supercritical | construction | 2025 | N/A | N/A | 38.31 | 117.8786 | china
hebei guohua cangdong power plant | 660 | ultra-supercritical | construction | 2025 | N/A | N/A | 38.31 | 117.8786 | china
hebei guohua cangdong power plant | 660 | supercritical | operating | 2009 | N/A | N/A | 38.31 | 117.8786 | china
hebei guohua cangdong power plant | 660 | supercritical | operating | 2009 | N/A | N/A | 38.31 | 117.8786 | china
hebei guohua cangdong power plant | 600 | subcritical | operating | 2005 | N/A | N/A | 38.31 | 117.8786 | china
hebei guohua cangdong power plant | 600 | subcritical | operating | 2006 | N/A | N/A | 38.31 | 117.8786 | china
national energy baoding power generation co ltd | 660 | ultra-supercritical | announced | 2025 | N/A | N/A | 38.4801 | 115.5951 | china
national energy baoding power generation co ltd | 660 | ultra-supercritical | announced | 2025 | N/A | N/A | 38.4801 | 115.5951 | china
national energy baoding power generation co ltd | 350 | ultra-supercritical | construction | 2025 | N/A | N/A | 38.4801 | 115.5951 | china
national energy baoding power generation co ltd | 350 | ultra-supercritical | construction | 2025 | N/A | N/A | 38.4801 | 115.5951 | china
guoneng hebei longshan power generation co ltd | 600 | subcritical | operating | 2007 | N/A | N/A | 36.5985 | 113.6907 | china
guoneng hebei longshan power generation co ltd | 600 | subcritical | operating | 2007 | N/A | N/A | 36.5985 | 113.6907 | china
hebi coal & electricity co ltd | 135 | supercritical | operating | 2007 | N/A | N/A | 35.7855 | 114.2402 | china
hebi coal & electricity co ltd | 135 | supercritical | operating | 2007 | N/A | N/A | 35.7855 | 114.2402 | china
hebi heqi power generation co ltd | 660 | ultra-supercritical | operating | 2015 | N/A | N/A | 35.7214 | 114.1855 | china
hebi heqi power generation co ltd | 660 | ultra-supercritical | operating | 2015 | N/A | N/A | 35.7214 | 114.1855 | china
hebi fenghe power generating co ltd | 600 | supercritical | operating | 2007 | N/A | N/A | 35.8514 | 114.1798 | china
hebi fenghe power generating co ltd | 600 | supercritical | operating | 2007 | N/A | N/A | 35.8514 | 114.1798 | china
hebi fenghe power generating co ltd | 1000 | supercritical | cancelled | N/A | N/A | N/A | 35.8514 | 114.1798 | china
hebi fenghe power generating co ltd | 1000 | supercritical | cancelled | N/A | N/A | N/A | 35.8514 | 114.1798 | china
hebi heqi power generation co ltd | 300 | subcritical | operating | 2003 | N/A | 2021 | 35.8514 | 114.1798 | china
hebi heqi power generation co ltd | 300 | subcritical | operating | 2003 | N/A | N/A | 35.8514 | 114.1798 | china
hebi wanhe power generation co ltd | 220 | subcritical | retired | 1991 | 2010 | N/A | 35.8514 | 114.1798 | china
hebi wanhe power generation co ltd | 220 | subcritical | retired | 1992 | 2010 | N/A | 35.8514 | 114.1798 | china
yingli energy group co ltd | 150 | subcritical | operating | 2006 | N/A | N/A | 39.3066 | 106.7285 | china
yingli energy group co ltd | 150 | subcritical | operating | 2006 | N/A | N/A | 39.3066 | 106.7285 | china
hefei thermoelectricity group co ltd | 50 | unknown | operating | 2008 | N/A | N/A | 31.7221 | 117.2103 | china
hefei thermoelectricity group co ltd | 350 | unknown | cancelled | N/A | N/A | N/A | 31.7221 | 117.2103 | china
hefei thermoelectricity group co ltd | 350 | unknown | cancelled | N/A | N/A | N/A | 31.7221 | 117.2103 | china
guoneng shenwan hefei power generation co ltd | 660 | ultra-supercritical | operating | 2018 | N/A | N/A | 31.1494 | 117.4546 | china
guoneng shenwan hefei power generation co ltd | 660 | ultra-supercritical | operating | 2018 | N/A | N/A | 31.1494 | 117.4546 | china
wenergy hefei power co ltd | 125 | subcritical | retired | 1987 | 2007 | N/A | 31.9137 | 117.2518 | china
wenergy hefei power co ltd | 125 | subcritical | retired | 1994 | 2010 | N/A | 31.9137 | 117.2518 | china
wenergy hefei power co ltd | 630 | supercritical | operating | 2009 | N/A | N/A | 31.9137 | 117.2518 | china
wenergy hefei power co ltd | 630 | ultra-supercritical | operating | 2013 | N/A | N/A | 31.9137 | 117.2518 | china
anhui haoyuan chemical group co ltd | 350 | subcritical | operating | 2001 | N/A | N/A | 31.8047 | 117.5075 | china
anhui haoyuan chemical group co ltd | 350 | subcritical | operating | 2001 | N/A | N/A | 31.8047 | 117.5075 | china
anhui haoyuan chemical group co ltd | 660 | ultra-supercritical | permitted | N/A | N/A | N/A | 31.8047 | 117.5075 | china
anhui haoyuan chemical group co ltd | 660 | ultra-supercritical | permitted | N/A | N/A | N/A | 31.8047 | 117.5075 | china
state grid energy hefeng coal power co ltd | 660 | supercritical | cancelled | N/A | N/A | N/A | 46.6088 | 86.5936 | china
state grid energy hefeng coal power co ltd | 660 | supercritical | cancelled | N/A | N/A | N/A | 46.6088 | 86.5936 | china
state grid energy hefeng coal power co ltd | 300 | subcritical | operating | 2012 | N/A | N/A | 46.6088 | 86.5936 | china
state grid energy hefeng coal power co ltd | 300 | subcritical | operating | 2012 | N/A | N/A | 46.6088 | 86.5936 | china
huaneng hegang power generation co ltd | 600 | unknown | cancelled | N/A | N/A | N/A | 47.0963 | 130.299 | china
huaneng hegang power generation co ltd | 600 | unknown | cancelled | N/A | N/A | N/A | 47.0963 | 130.299 | china
huaneng hegang power generation co ltd | 600 | supercritical | operating | 2007 | N/A | N/A | 47.0963 | 130.299 | china
huaneng hegang power generation co ltd | 300 | subcritical | operating | 1997 | N/A | N/A | 47.0963 | 130.299 | china
huaneng hegang power generation co ltd | 300 | subcritical | operating | 1999 | N/A | N/A | 47.0963 | 130.299 | china
luneng baoqingmei electrochemical development co ltd | 1000 | supercritical | cancelled | N/A | N/A | N/A | 46.25 | 132.5473 | china
luneng baoqingmei electrochemical development co ltd | 1000 | supercritical | cancelled | N/A | N/A | N/A | 46.25 | 132.5473 | china
luneng baoqingmei electrochemical development co ltd | 1000 | supercritical | cancelled | N/A | N/A | N/A | 46.25 | 132.5473 | china
luneng baoqingmei electrochemical development co ltd | 1000 | supercritical | cancelled | N/A | N/A | N/A | 46.25 | 132.5473 | china
luneng baoqingmei electrochemical development co ltd | 600 | supercritical | operating | 2020 | N/A | N/A | 46.25 | 132.5473 | china
luneng baoqingmei electrochemical development co ltd | 600 | supercritical | operating | 2020 | N/A | N/A | 46.25 | 132.5473 | china
heilongjiang longmei hegang mining co ltd | 50 | subcritical | operating | 1992 | N/A | N/A | 47.2356 | 130.2247 | china
heilongjiang longmei hegang mining co ltd | 50 | subcritical | operating | 1992 | N/A | N/A | 47.2356 | 130.2247 | china
heilongjiang longmei hegang mining co ltd | 50 | subcritical | operating | 2009 | N/A | N/A | 47.2992 | 130.255 | china
heilongjiang longmei hegang mining co ltd | 50 | subcritical | operating | 2009 | N/A | N/A | 47.2992 | 130.255 | china
heilongjiang longmei hegang mining co ltd | 350 | supercritical | cancelled | N/A | N/A | N/A | 47.2992 | 130.255 | china
heilongjiang longmei hegang mining co ltd | 350 | supercritical | cancelled | N/A | N/A | N/A | 47.2992 | 130.255 | china
heilongjiang huadian qiqihar thermal power co ltd | 300 | subcritical | operating | 2007 | N/A | N/A | 47.3791 | 124.0502 | china
heilongjiang huadian qiqihar thermal power co ltd | 300 | subcritical | operating | 2007 | N/A | N/A | 47.3791 | 124.0502 | china
hejin power generation branch co | 350 | subcritical | operating | 2000 | N/A | N/A | 35.6156 | 110.6539 | china
hejin power generation branch co | 350 | subcritical | operating | 2000 | N/A | N/A | 35.6156 | 110.6539 | china
hejin power generation branch co | 300 | subcritical | operating | 2005 | N/A | N/A | 35.6156 | 110.6539 | china
hejin power generation branch co | 300 | subcritical | operating | 2005 | N/A | N/A | 35.6156 | 110.6539 | china
hejin power generation branch co | 1000 | ultra-supercritical | shelved | N/A | N/A | N/A | 35.6156 | 110.6539 | china
hejin power generation branch co | 1000 | ultra-supercritical | shelved | N/A | N/A | N/A | 35.6156 | 110.6539 | china
northern united power co ltd and lin power plant | 600 | supercritical | operating | 2019 | N/A | N/A | 40.2763 | 112.1622 | china
northern united power co ltd and lin power plant | 600 | supercritical | operating | 2019 | N/A | N/A | 40.2763 | 112.1622 | china
chinalco henan aluminum fabrication co ltd | 125 | subcritical | operating | 2008 | N/A | N/A | 34.8183 | 113.259 | china
chinalco henan aluminum fabrication co ltd | 125 | subcritical | operating | 2008 | N/A | N/A | 34.8183 | 113.259 | china
henan china resources power gucheng co ltd | 1000 | ultra-supercritical | cancelled | N/A | N/A | N/A | 32.8721 | 114.0436 | china
henan china resources power gucheng co ltd | 1000 | ultra-supercritical | cancelled | N/A | N/A | N/A | 32.8721 | 114.0436 | china
henan china resources power gucheng co ltd | 320 | subcritical | operating | 2006 | N/A | N/A | 32.8721 | 114.0436 | china
henan china resources power gucheng co ltd | 320 | subcritical | operating | 2006 | N/A | N/A | 32.8721 | 114.0436 | china
national energy group jiaozuo power plant co ltd | 220 | subcritical | retired | 1979 | 2010 | N/A | 35.22 | 113.1971 | china
national energy group jiaozuo power plant co ltd | 220 | subcritical | retired | 1980 | 2010 | N/A | 35.22 | 113.1971 | china
national energy group jiaozuo power plant co ltd | 220 | subcritical | retired | 1985 | 2015 | N/A | 35.22 | 113.1971 | china
national energy group jiaozuo power plant co ltd | 220 | subcritical | retired | 1986 | 2015 | N/A | 35.22 | 113.1971 | china
national energy group jiaozuo power plant co ltd | 220 | subcritical | retired | 1991 | 2015 | N/A | 35.22 | 113.1971 | china
national energy group jiaozuo power plant co ltd | 220 | subcritical | retired | 1992 | 2015 | N/A | 35.22 | 113.1971 | china
national energy group jiaozuo power plant co ltd | 660 | ultra-supercritical | operating | 2015 | N/A | N/A | 35.2599 | 113.499 | china
national energy group jiaozuo power plant co ltd | 660 | ultra-supercritical | operating | 2015 | N/A | N/A | 35.2599 | 113.499 | china
huixian mengdian group thermal co ltd | 300 | subcritical | operating | 2011 | N/A | N/A | 35.4313 | 113.8329 | china
huixian mengdian group thermal co ltd | 300 | subcritical | operating | 2011 | N/A | N/A | 35.4313 | 113.8329 | china
henan nengxin thermal power co ltd | 350 | supercritical | construction | 2025 | N/A | N/A | 33.8278 | 113.4523 | china
henan nengxin thermal power co ltd | 350 | supercritical | construction | 2025 | N/A | N/A | 33.8278 | 113.4523 | china
henan nengxin thermal power co ltd | 210 | subcritical | operating | 2008 | N/A | N/A | 34.0038 | 113.8667 | china
henan nengxin thermal power co ltd | 210 | subcritical | operating | 2008 | N/A | N/A | 34.0038 | 113.8667 | china
henan shenhuo power generation co ltd | 135 | subcritical | retired | 2004 | 2016 | N/A | 33.9295 | 116.5484 | china
henan shenhuo power generation co ltd | 135 | subcritical | retired | 2008 | 2017 | N/A | 33.9295 | 116.5484 | china
henan shenhuo power generation co ltd | 135 | subcritical | retired | 2008 | 2017 | N/A | 33.9295 | 116.5484 | china
henan shenhuo power generation co ltd | 60 | subcritical | retired | 2004 | 2016 | N/A | 33.9295 | 116.5484 | china
henan shenhuo power generation co ltd | 60 | subcritical | retired | 2004 | 2016 | N/A | 33.9295 | 116.5484 | china
henan shenhuo power generation co ltd | 60 | subcritical | retired | 2005 | 2016 | N/A | 33.9295 | 116.5484 | china
henan shenhuo power generation co ltd | 60 | subcritical | retired | 2005 | 2016 | N/A | 33.9295 | 116.5484 | china
henan shenhuo power generation co ltd | 135 | subcritical | retired | 2002 | 2016 | N/A | 33.9295 | 116.5484 | china
henan shenhuo power generation co ltd | 600 | supercritical | operating | 2011 | N/A | N/A | 33.9295 | 116.5484 | china
luoyang wanji power generation co ltd | 300 | subcritical | operating | 2010 | N/A | N/A | 34.7413 | 112.0634 | china
luoyang wanji power generation co ltd | 300 | subcritical | operating | 2011 | N/A | N/A | 34.7413 | 112.0634 | china
luoyang yi'an power co ltd | 135 | subcritical | retired | 2003 | 2016 | N/A | 34.7413 | 112.0634 | china
luoyang yi'an power co ltd | 135 | subcritical | retired | 2003 | 2016 | N/A | 34.7413 | 112.0634 | china
luoyang yi'an power co ltd | 135 | subcritical | retired | 2006 | 2017 | N/A | 34.7413 | 112.0634 | china
luoyang yi'an power co ltd | 135 | subcritical | retired | 2006 | 2017 | N/A | 34.7413 | 112.0634 | china
luoyang yi'an power co ltd | 55 | subcritical | retired | 1995 | 2010 | N/A | 34.7413 | 112.0634 | china
luoyang yi'an power co ltd | 55 | subcritical | retired | 1995 | 2010 | N/A | 34.7413 | 112.0634 | china
luoyang wanji hongyuan electric power co ltd | 600 | ultra-supercritical | operating | 2023 | N/A | N/A | 34.7413 | 112.0634 | china
luoyang wanji hongyuan electric power co ltd | 600 | ultra-supercritical | operating | 2024 | N/A | N/A | 34.7413 | 112.0634 | china
zhengzhou yuzhong energy sources co ltd | 1030 | ultra-supercritical | operating | 2012 | N/A | N/A | 34.5 | 113.598 | china
zhengzhou yuzhong energy sources co ltd | 1030 | ultra-supercritical | operating | 2012 | N/A | N/A | 34.5 | 113.598 | china
zhengzhou yuzhong energy sources co ltd | 320 | subcritical | operating | 2006 | N/A | N/A | 34.5 | 113.598 | china
zhengzhou yuzhong energy sources co ltd | 320 | subcritical | operating | 2007 | N/A | N/A | 34.5 | 113.598 | china
henan xinwang aluminium industry co ltd | 135 | subcritical | retired | 2006 | 2014 | N/A | 34.7416 | 113.222 | china
henan xinwang aluminium industry co ltd | 135 | subcritical | retired | 2007 | 2014 | N/A | 34.7416 | 113.222 | china
xinxiang zhongyi power generation co ltd | 220 | subcritical | retired | 1989 | 2008 | N/A | 35.2446 | 113.8511 | china
xinxiang zhongyi power generation co ltd | 220 | subcritical | retired | 1990 | 2008 | N/A | 35.2446 | 113.8511 | china
xinxiang zhongyi power generation co ltd | 660 | ultra-supercritical | operating | 2015 | N/A | N/A | 35.2446 | 113.8511 | china
xinxiang zhongyi power generation co ltd | 660 | ultra-supercritical | operating | 2015 | N/A | N/A | 35.2446 | 113.8511 | china
henan yaneng tianyuan electric power co ltd | 55 | subcritical | retired | N/A | 2009 | N/A | 34.727 | 111.2553 | china
henan yaneng tianyuan electric power co ltd | 55 | subcritical | retired | N/A | 2009 | N/A | 34.727 | 111.2553 | china
china coal power co ltd | 1000 | ultra-supercritical | construction | N/A | N/A | N/A | 33.9541 | 116.416 | china
china coal power co ltd | 1000 | ultra-supercritical | construction | N/A | N/A | N/A | 33.9541 | 116.416 | china
shangqiu yudong power generation co ltd | 315 | subcritical | operating | 2005 | N/A | N/A | 33.8865 | 116.364 | china
shangqiu yudong power generation co ltd | 315 | subcritical | operating | 2005 | N/A | N/A | 33.8865 | 116.364 | china
henan yulian energy group co ltd | 50 | subcritical | retired | 1995 | 2016 | N/A | 34.7967 | 113.079 | china
henan yulian energy group co ltd | 50 | subcritical | retired | 1995 | 2016 | N/A | 34.7967 | 113.079 | china
henan yulian energy group co ltd | 135 | subcritical | retired | 2002 | 2008 | N/A | 34.7967 | 113.079 | china
henan yulian energy group co ltd | 135 | subcritical | retired | 2002 | 2008 | N/A | 34.7967 | 113.079 | china
henan yulian energy group co ltd | 300 | subcritical | operating | 2004 | N/A | N/A | 34.7967 | 113.079 | china
henan yulian energy group co ltd | 300 | subcritical | operating | 2004 | N/A | N/A | 34.7967 | 113.079 | china
henan yulian energy group co ltd | 300 | subcritical | operating | 2004 | N/A | N/A | 34.7967 | 113.079 | china
henan zhongmai yongan electric power co ltd | 100 | subcritical | retired | 2005 | 2012 | N/A | 34.6939 | 112.9314 | china
henan zhongmai yongan electric power co ltd | 100 | subcritical | retired | 2005 | 2012 | N/A | 34.6939 | 112.9314 | china
longyan hengfa power industry co ltd | 50 | subcritical | retired | 1995 | 2010 | N/A | 25.2949 | 117.1938 | china
longyan hengfa power industry co ltd | 50 | subcritical | retired | 1996 | 2010 | N/A | 25.2949 | 117.1938 | china
hebei hengfeng power generation co ltd | 660 | ultra-supercritical | permitted | N/A | N/A | N/A | 37.7527 | 115.6012 | china
hebei hengfeng power generation co ltd | 660 | ultra-supercritical | permitted | N/A | N/A | N/A | 37.7527 | 115.6012 | china
hebei hengfeng power generation co ltd | 330 | subcritical | operating | 1995 | N/A | N/A | 37.7527 | 115.6012 | china
hebei hengfeng power generation co ltd | 330 | subcritical | operating | 1996 | N/A | N/A | 37.7527 | 115.6012 | china
hebei hengfeng power generation co ltd | 60 | subcritical | retired | 1985 | 2016 | N/A | 37.7527 | 115.6012 | china
hebei hengfeng power generation co ltd | 60 | subcritical | retired | 1985 | 2016 | N/A | 37.7527 | 115.6012 | china
hengli energy (yulin) thermal power co ltd | 660 | ultra-supercritical | cancelled | N/A | N/A | N/A | 38.6211 | 110.1523 | china
hengli energy (yulin) thermal power co ltd | 660 | ultra-supercritical | cancelled | N/A | N/A | N/A | 38.6211 | 110.1523 | china
xinjiang henglian energy co ltd | 660 | ultra-supercritical | cancelled | N/A | N/A | N/A | 44.7898 | 89.1894 | china
xinjiang henglian energy co ltd | 660 | ultra-supercritical | cancelled | N/A | N/A | N/A | 44.7898 | 89.1894 | china
xinjiang henglian energy co ltd | 660 | ultra-supercritical | operating | 2017 | N/A | N/A | 44.7898 | 89.1894 | china
xinjiang henglian energy co ltd | 660 | ultra-supercritical | operating | 2017 | N/A | N/A | 44.7898 | 89.1894 | china
state grid henan electric power co | 50 | subcritical | retired | 1974 | 2017 | N/A | 37.7513 | 115.6027 | china
state grid henan electric power co | 50 | subcritical | retired | 1975 | 2017 | N/A | 37.7513 | 115.6027 | china
hengshui hengxing power generation co ltd | 330 | subcritical | operating | 2005 | N/A | N/A | 37.7527 | 115.6012 | china
hengshui hengxing power generation co ltd | 330 | subcritical | operating | 2006 | N/A | N/A | 37.7527 | 115.6012 | china
shandong hengtong chemicals co ltd | 60 | subcritical | operating | 2002 | N/A | N/A | 34.6268 | 118.3242 | china
shandong hengtong chemicals co ltd | 60 | subcritical | operating | 2004 | N/A | N/A | 34.6268 | 118.3242 | china
shandong hengtong chemicals co ltd | 60 | subcritical | operating | 2004 | N/A | N/A | 34.6268 | 118.3242 | china
hengwang thermal power energy co ltd | 200 | subcritical | cancelled | N/A | N/A | N/A | 41.0833 | 107.0667 | china
hengwang thermal power energy co ltd | 200 | subcritical | cancelled | N/A | N/A | N/A | 41.0833 | 107.0667 | china
guangzhou hengyun enterprises holdings ltd | 50 | subcritical | retired | 1994 | 2007 | N/A | 23.0655 | 113.4982 | china
guangzhou hengyun enterprises holdings ltd | 50 | subcritical | retired | 1994 | 2007 | N/A | 23.0655 | 113.4982 | china
guangzhou hengyun enterprises holdings ltd | 50 | subcritical | retired | 1995 | 2007 | N/A | 23.0655 | 113.4982 | china
guangzhou hengyun enterprises holdings ltd | 210 | subcritical | operating | 1998 | N/A | 2023 | 23.0655 | 113.4982 | china
guangzhou hengyun enterprises holdings ltd | 210 | subcritical | operating | 2003 | N/A | 2023 | 23.0655 | 113.4982 | china
guangzhou hengyun thermoelectricity (d) plant co ltd | 330 | subcritical | operating | 2007 | N/A | N/A | 23.0635 | 113.5005 | china
guangzhou hengyun thermoelectricity (d) plant co ltd | 330 | subcritical | operating | 2007 | N/A | N/A | 23.0635 | 113.5005 | china
datang guiguan heshan power generation co ltd | 330 | subcritical | operating | 2004 | N/A | N/A | 23.8212 | 108.8672 | china
datang guiguan heshan power generation co ltd | 670 | supercritical | operating | 2011 | N/A | N/A | 23.8212 | 108.8672 | china
datang guiguan heshan power generation co ltd | 670 | supercritical | cancelled | N/A | N/A | N/A | 23.8212 | 108.8672 | china
datang guiguan heshan power generation co ltd | 70 | subcritical | retired | 1976 | 2007 | N/A | 23.8212 | 108.8672 | china
datang guiguan heshan power generation co ltd | 70 | subcritical | retired | 1976 | 2007 | N/A | 23.8212 | 108.8672 | china
datang guiguan heshan power generation co ltd | 110 | subcritical | retired | 1986 | 2007 | N/A | 23.8212 | 108.8672 | china
datang guiguan heshan power generation co ltd | 110 | subcritical | retired | 1986 | 2007 | N/A | 23.8212 | 108.8672 | china
datang guiguan heshan power generation co ltd | 110 | subcritical | retired | 1986 | 2007 | N/A | 23.8212 | 108.8672 | china
datang guiguan heshan power generation co ltd | 330 | subcritical | operating | 2004 | N/A | N/A | 23.8212 | 108.8672 | china
hoshine silicon (shanshan) industry co ltd | 75 | subcritical | pre-permit | N/A | N/A | N/A | 42.9749 | 90.1268 | china
hoshine silicon (shanshan) industry co ltd | 75 | subcritical | pre-permit | N/A | N/A | N/A | 42.9749 | 90.1268 | china
hoshine silicon (shanshan) industry co ltd | 75 | subcritical | pre-permit | N/A | N/A | N/A | 42.9749 | 90.1268 | china
hoshine silicon (shanshan) industry co ltd | 75 | subcritical | pre-permit | N/A | N/A | N/A | 42.9749 | 90.1268 | china
hoshine silicon (shanshan) industry co ltd | 75 | subcritical | pre-permit | N/A | N/A | N/A | 42.9749 | 90.1268 | china
hoshine silicon (shanshan) industry co ltd | 75 | subcritical | pre-permit | N/A | N/A | N/A | 42.9749 | 90.1268 | china
hoshine silicon (shanshan) industry co ltd | 75 | subcritical | pre-permit | N/A | N/A | N/A | 42.9749 | 90.1268 | china
hoshine silicon (shanshan) industry co ltd | 75 | subcritical | pre-permit | N/A | N/A | N/A | 42.9749 | 90.1268 | china
hoshine silicon (shanshan) industry co ltd | 350 | supercritical | operating | 2018 | N/A | N/A | 42.9749 | 90.1268 | china
hoshine silicon (shanshan) industry co ltd | 350 | supercritical | operating | 2018 | N/A | N/A | 42.9749 | 90.1268 | china
hoshine silicon (shanshan) industry co ltd | 350 | supercritical | cancelled | N/A | N/A | N/A | 42.9749 | 90.1268 | china
xinjiang west hesheng thermal power co ltd | 330 | subcritical | operating | 2013 | N/A | N/A | 44.456 | 86.0984 | china
xinjiang west hesheng thermal power co ltd | 330 | subcritical | operating | 2014 | N/A | N/A | 44.456 | 86.0984 | china
shanxi lu'an group xingguang coal power co ltd | 350 | unknown | cancelled | N/A | N/A | N/A | 37.3609 | 113.6206 | china
shanxi lu'an group xingguang coal power co ltd | 350 | unknown | cancelled | N/A | N/A | N/A | 37.3609 | 113.6206 | china
guangdong baolihua electric power co ltd | 300 | subcritical | operating | 2012 | N/A | N/A | 24.3924 | 116.2609 | china
guangdong baolihua electric power co ltd | 300 | subcritical | operating | 2012 | N/A | N/A | 24.3924 | 116.2609 | china
guangdong baolihua electric power co ltd | 300 | subcritical | operating | 2008 | N/A | N/A | 24.3924 | 116.2609 | china
guangdong baolihua electric power co ltd | 300 | subcritical | operating | 2008 | N/A | N/A | 24.3924 | 116.2609 | china
guangdong baolihua electric power co ltd | 135 | subcritical | operating | 2005 | N/A | N/A | 24.3924 | 116.2609 | china
guangdong baolihua electric power co ltd | 135 | subcritical | operating | 2005 | N/A | N/A | 24.3924 | 116.2609 | china
guangdong baolihua electric power co ltd | 1000 | ultra-supercritical | shelved | 2025 | N/A | N/A | 24.3924 | 116.2609 | china
guangdong baolihua electric power co ltd | 1000 | ultra-supercritical | shelved | 2025 | N/A | N/A | 24.3924 | 116.2609 | china
inner mongolia datang international keshiketeng coal gas co ltd | 30 | unknown | operating | 2013 | N/A | N/A | 43.064 | 116.7864 | china
inner mongolia datang international keshiketeng coal gas co ltd | 30 | unknown | operating | 2013 | N/A | N/A | 43.064 | 116.7864 | china
inner mongolia datang international keshiketeng coal gas co ltd | 100 | unknown | operating | 2013 | N/A | N/A | 43.064 | 116.7864 | china
inner mongolia datang international keshiketeng coal gas co ltd | 100 | unknown | operating | 2013 | N/A | N/A | 43.064 | 116.7864 | china
shenneng (heyuan) electric power co ltd | 1000 | ultra-supercritical | operating | 2021 | N/A | N/A | 23.5672 | 114.6403 | china
shenneng (heyuan) electric power co ltd | 1000 | ultra-supercritical | operating | 2021 | N/A | N/A | 23.5672 | 114.6403 | china
sec &hopewell power (heyuan) co ltd | 622.1 | ultra-supercritical | operating | 2008 | N/A | N/A | 23.5672 | 114.6403 | china
sec &hopewell power (heyuan) co ltd | 622.1 | ultra-supercritical | operating | 2009 | N/A | N/A | 23.5672 | 114.6403 | china
huarun power (heze) co ltd | 600 | ultra-supercritical | cancelled | N/A | N/A | N/A | 35.2529 | 115.686 | china
huarun power (heze) co ltd | 600 | ultra-supercritical | cancelled | N/A | N/A | N/A | 35.2529 | 115.686 | china
huarun power (heze) co ltd | 600 | ultra-supercritical | operating | 2011 | N/A | N/A | 35.2529 | 115.686 | china
huarun power (heze) co ltd | 600 | ultra-supercritical | operating | 2011 | N/A | N/A | 35.2529 | 115.686 | china
heze investment development group juye cogeneration co ltd | 50 | CFB | permitted | N/A | N/A | N/A | 35.2852 | 115.9572 | china
heze investment development group juye cogeneration co ltd | 50 | CFB | permitted | N/A | N/A | N/A | 35.2852 | 115.9572 | china
heze minsheng heating co ltd | 30 | CFB | operating | 2021 | N/A | N/A | 35.248 | 115.3321 | china
national energy heze power generation co ltd | 330 | subcritical | operating | 2006 | N/A | N/A | 35.2407 | 115.5335 | china
national energy heze power generation co ltd | 330 | subcritical | operating | 2006 | N/A | N/A | 35.2407 | 115.5335 | china
national energy heze power generation co ltd | 300 | subcritical | operating | 2003 | N/A | N/A | 35.2407 | 115.5335 | china
national energy heze power generation co ltd | 300 | subcritical | operating | 2003 | N/A | N/A | 35.2407 | 115.5335 | china
national energy heze power generation co ltd | 135 | subcritical | operating | 1990 | N/A | N/A | 35.2407 | 115.5335 | china
national energy heze power generation co ltd | 135 | subcritical | operating | 1992 | N/A | N/A | 35.2407 | 115.5335 | china
yanmei heze energy chemical co ltd | 300 | subcritical | operating | 2014 | N/A | N/A | 35.3876 | 115.96 | china
yanmei heze energy chemical co ltd | 300 | subcritical | cancelled | N/A | N/A | N/A | 35.3876 | 115.96 | china
china resources electric power (hezhou) co ltd | 1000 | ultra-supercritical | shelved | N/A | N/A | N/A | 24.7361 | 111.3467 | china
china resources electric power (hezhou) co ltd | 1000 | ultra-supercritical | shelved | N/A | N/A | N/A | 24.7361 | 111.3467 | china
china resources electric power (hezhou) co ltd | 1045 | ultra-supercritical | operating | 2012 | N/A | N/A | 24.7361 | 111.3467 | china
china resources electric power (hezhou) co ltd | 1045 | ultra-supercritical | operating | 2012 | N/A | N/A | 24.7361 | 111.3467 | china
shanxi luguang power generation co ltd | 660 | ultra-supercritical | operating | 2021 | N/A | N/A | 36.1651 | 112.9616 | china
shanxi luguang power generation co ltd | 660 | ultra-supercritical | operating | 2021 | N/A | N/A | 36.1651 | 112.9616 | china
inner mongolia datang international renewable resources development co ltd | 300 | subcritical | cancelled | N/A | N/A | N/A | 40.1474 | 111.3812 | china
inner mongolia datang international renewable resources development co ltd | 300 | subcritical | cancelled | N/A | N/A | N/A | 40.1474 | 111.3812 | china
inner mongolia datang international renewable resources development co ltd | 300 | subcritical | cancelled | N/A | N/A | N/A | 40.1474 | 111.3812 | china
inner mongolia datang international renewable resources development co ltd | 300 | subcritical | cancelled | N/A | N/A | N/A | 40.1474 | 111.3812 | china
inner mongolia datang international renewable resources development co ltd | 300 | subcritical | operating | 2007 | N/A | N/A | 40.1952 | 111.3589 | china
inner mongolia datang international renewable resources development co ltd | 300 | subcritical | operating | 2007 | N/A | N/A | 40.1952 | 111.3589 | china
northern united power co ltd hohhot jinqiao thermal power plant | 300 | unknown | cancelled | N/A | N/A | N/A | 40.7089 | 111.7406 | china
northern united power co ltd hohhot jinqiao thermal power plant | 300 | unknown | cancelled | N/A | N/A | N/A | 40.7089 | 111.7406 | china
northern united power co ltd hohhot jinqiao thermal power plant | 300 | subcritical | operating | 2007 | N/A | N/A | 40.7089 | 111.7406 | china
northern united power co ltd hohhot jinqiao thermal power plant | 300 | subcritical | operating | 2007 | N/A | N/A | 40.7089 | 111.7406 | china
inner mongolia energy power generation investment group co ltd jinshan thermal power plant | 1000 | ultra-supercritical | construction | 2025 | N/A | N/A | 40.702 | 111.4495 | china
inner mongolia energy power generation investment group co ltd jinshan thermal power plant | 1000 | ultra-supercritical | construction | 2025 | N/A | N/A | 40.7076 | 111.4573 | china
inner mongolia energy power generation investment group co ltd jinshan thermal power plant | 300 | subcritical | operating | 2010 | N/A | N/A | 40.7076 | 111.4573 | china
inner mongolia energy power generation investment group co ltd jinshan thermal power plant | 300 | subcritical | operating | 2010 | N/A | N/A | 40.7076 | 111.4573 | china
inner mongolia energy power generation investment group co ltd jinshan thermal power plant | 660 | ultra-supercritical | operating | 2022 | N/A | N/A | 40.7072 | 111.4601 | china
inner mongolia energy power generation investment group co ltd jinshan thermal power plant | 660 | ultra-supercritical | operating | 2023 | N/A | N/A | 40.7072 | 111.4601 | china
inner mongolia energy power generation investment group co ltd jinshan thermal power plant | 660 | ultra-supercritical | permitted | 2027 | N/A | N/A | 40.7038 | 111.4504 | china
inner mongolia energy power generation investment group co ltd jinshan thermal power plant | 660 | ultra-supercritical | permitted | 2027 | N/A | N/A | 40.7038 | 111.4504 | china
inner mongolia electric power (holdings) co ltd | 200 | subcritical | operating | 2000 | N/A | N/A | 40.7936 | 111.5977 | china
inner mongolia electric power (holdings) co ltd | 200 | subcritical | operating | 2000 | N/A | N/A | 40.7936 | 111.5977 | china
hohhot kelin thermoelectricity co ltd | 350 | supercritical | operating | 2010 | N/A | N/A | 40.7936 | 111.5977 | china
hohhot kelin thermoelectricity co ltd | 350 | supercritical | operating | 2010 | N/A | N/A | 40.7936 | 111.5977 | china
hohhot kelin thermoelectricity co ltd | 50 | unknown | retired | 1994 | 2011 | N/A | 40.7941 | 111.6018 | china
hohhot kelin thermoelectricity co ltd | 50 | unknown | retired | 1995 | 2011 | N/A | 40.7941 | 111.6018 | china
north united power corp | 1200 | unknown | cancelled | N/A | N/A | N/A | 40.842 | 111.748 | china
jinneng hongdong coal power co ltd | 350 | supercritical | cancelled | N/A | N/A | N/A | 36.3324 | 111.7619 | china
jinneng hongdong coal power co ltd | 350 | supercritical | cancelled | N/A | N/A | N/A | 36.3324 | 111.7619 | china
shaanxi zaokuang hongdunjie coal power co ltd | 660 | ultra-supercritical | operating | 2024 | N/A | N/A | 37.8904 | 108.915 | china
shaanxi zaokuang hongdunjie coal power co ltd | 660 | ultra-supercritical | operating | 2024 | N/A | N/A | 37.8904 | 108.915 | china
yunnan guoneng coal power co ltd | 350 | supercritical | pre-permit | N/A | N/A | N/A | 24.264 | 103.4576 | china
yunnan guoneng coal power co ltd | 350 | supercritical | pre-permit | N/A | N/A | N/A | 24.264 | 103.4576 | china
inner mongolia huomeihongjun aluminium & electricity co ltd | 50 | subcritical | retired | 2005 | 2015 | N/A | 45.4999 | 119.6544 | china
inner mongolia huomeihongjun aluminium & electricity co ltd | 50 | subcritical | retired | 2005 | 2015 | N/A | 45.4999 | 119.6544 | china
inner mongolia huomeihongjun aluminium & electricity co ltd | 100 | subcritical | operating | 2004 | N/A | N/A | 45.4999 | 119.6544 | china
inner mongolia huomeihongjun aluminium & electricity co ltd | 100 | subcritical | operating | 2005 | N/A | N/A | 45.4999 | 119.6544 | china
inner mongolia huomeihongjun aluminium & electricity co ltd | 150 | subcritical | operating | 2006 | N/A | N/A | 45.4999 | 119.6544 | china
inner mongolia huomeihongjun aluminium & electricity co ltd | 150 | subcritical | operating | 2007 | N/A | N/A | 45.4999 | 119.6544 | china
inner mongolia huomeihongjun aluminium & electricity co ltd | 300 | subcritical | operating | 2012 | N/A | N/A | 45.5129 | 119.6504 | china
inner mongolia huomeihongjun aluminium & electricity co ltd | 300 | subcritical | operating | 2012 | N/A | N/A | 45.5129 | 119.6504 | china
inner mongolia huomeihongjun aluminium & electricity co ltd | 350 | subcritical | operating | 2015 | N/A | N/A | 45.5129 | 119.6504 | china
inner mongolia huomeihongjun aluminium & electricity co ltd | 350 | subcritical | operating | 2015 | N/A | N/A | 45.5129 | 119.6504 | china
shaanxi yulin energy group co ltd | 660 | ultra-supercritical | shelved | N/A | N/A | N/A | 38.1334 | 109.1728 | china
shaanxi yulin energy group co ltd | 660 | ultra-supercritical | shelved | N/A | N/A | N/A | 38.1334 | 109.1728 | china
state power xinjiang hongyanchi power generation co ltd | 330 | subcritical | cancelled | N/A | N/A | N/A | 43.7281 | 87.6294 | china
state power xinjiang hongyanchi power generation co ltd | 330 | subcritical | cancelled | N/A | N/A | N/A | 43.7281 | 87.6294 | china
state power xinjiang hongyanchi power generation co ltd | 330 | subcritical | operating | 2011 | N/A | N/A | 43.7281 | 87.6294 | china
state power xinjiang hongyanchi power generation co ltd | 330 | subcritical | operating | 2010 | N/A | N/A | 43.7281 | 87.6294 | china
state power xinjiang hongyanchi power generation co ltd | 55 | subcritical | retired | 1984 | 2009 | N/A | 43.7281 | 87.6294 | china
state power xinjiang hongyanchi power generation co ltd | 55 | subcritical | retired | 1984 | 2009 | N/A | 43.7281 | 87.6294 | china
state power xinjiang hongyanchi power generation co ltd | 50 | subcritical | retired | 1985 | 2011 | N/A | 43.7281 | 87.6294 | china
state power xinjiang hongyanchi power generation co ltd | 50 | subcritical | retired | 1986 | 2011 | N/A | 43.7281 | 87.6294 | china
state power xinjiang hongyanchi power generation co ltd | 110 | subcritical | retired | 1996 | 2011 | N/A | 43.7281 | 87.6294 | china
state power xinjiang hongyanchi power generation co ltd | 330 | subcritical | cancelled | N/A | N/A | N/A | 43.7432 | 87.6575 | china
state power xinjiang hongyanchi power generation co ltd | 330 | subcritical | cancelled | N/A | N/A | N/A | 43.7432 | 87.6575 | china
state power xinjiang hongyanchi power generation co ltd | 200 | subcritical | operating | 2001 | N/A | 2016 | 43.7432 | 87.6575 | china
state power xinjiang hongyanchi power generation co ltd | 200 | subcritical | operating | 2001 | N/A | 2016 | 43.7432 | 87.6575 | china
state power xinjiang hongyanchi power generation co ltd | 200 | subcritical | operating | 2003 | N/A | 2016 | 43.7432 | 87.6575 | china
state power xinjiang hongyanchi power generation co ltd | 200 | subcritical | operating | 2003 | N/A | 2016 | 43.7432 | 87.6575 | china
liaoning shenmei hongyang thermal power co ltd | 300 | subcritical | operating | 2010 | N/A | N/A | 41.357 | 123.222 | china
liaoning shenmei hongyang thermal power co ltd | 300 | subcritical | operating | 2010 | N/A | N/A | 41.357 | 123.222 | china
lianyungang hongyang thermal power co ltd | 40 | subcritical | operating | 2016 | N/A | N/A | 34.5517 | 119.5795 | china
lianyungang hongyang thermal power co ltd | 35 | CFB | construction | N/A | N/A | N/A | 34.5517 | 119.5795 | china
lianyungang hongyang thermal power co ltd | 35 | CFB | construction | N/A | N/A | N/A | 34.5517 | 119.5795 | china
lianyungang hongyang thermal power co ltd | 60 | CFB | construction | N/A | N/A | N/A | 34.5517 | 119.5795 | china
lianyungang hongyang thermal power co ltd | 40 | subcritical | operating | 2017 | N/A | N/A | 34.5517 | 119.5795 | china
lianyungang hongyang thermal power co ltd | 40 | subcritical | operating | 2018 | N/A | N/A | 34.5517 | 119.5795 | china
lianyungang hongyang thermal power co ltd | 35 | CFB | operating | 2022 | N/A | N/A | 34.5517 | 119.5795 | china
lianyungang hongyang thermal power co ltd | 35 | CFB | operating | 2023 | N/A | N/A | 34.5517 | 119.5795 | china
lianyungang hongyang thermal power co ltd | 35 | CFB | operating | 2023 | N/A | N/A | 34.5517 | 119.5795 | china
lianyungang hongyang thermal power co ltd | 60 | CFB | operating | 2022 | N/A | N/A | 34.5517 | 119.5795 | china
lianyungang hongyang thermal power co ltd | 60 | CFB | operating | 2023 | N/A | N/A | 34.5517 | 119.5795 | china
lianyungang hongyang thermal power co ltd | 60 | CFB | operating | 2023 | N/A | N/A | 34.5517 | 119.5795 | china
shulan hongyuan coal gangue thermal power co ltd | 35 | unknown | operating | 2018 | N/A | N/A | 44.4196 | 126.9663 | china
shulan hongyuan coal gangue thermal power co ltd | 35 | unknown | operating | 2018 | N/A | N/A | 44.4196 | 126.9663 | china
xinjiang energy (group) hetian energy co ltd | 350 | unknown | operating | 2024 | N/A | N/A | 37.2662 | 79.9924 | china
xinjiang energy (group) hetian energy co ltd | 350 | unknown | construction | N/A | N/A | N/A | 37.2662 | 79.9924 | china
shanxi houma jintian thermoelectricity co ltd | 50 | subcritical | retired | 2002 | 2017 | N/A | 35.6076 | 111.3689 | china
shanxi houma jintian thermoelectricity co ltd | 50 | subcritical | retired | 2003 | 2017 | N/A | 35.6076 | 111.3689 | china
huayang electric power co ltd | 600 | supercritical | operating | 2003 | N/A | N/A | 24.3031 | 118.1259 | china
huayang electric power co ltd | 600 | supercritical | operating | 2004 | N/A | N/A | 24.3031 | 118.1259 | china
huayang electric power co ltd | 600 | supercritical | operating | 2009 | N/A | N/A | 24.3031 | 118.1259 | china
huayang electric power co ltd | 600 | supercritical | operating | 2001 | N/A | N/A | 24.3031 | 118.1259 | china
huayang electric power co ltd | 600 | supercritical | operating | 2002 | N/A | N/A | 24.3031 | 118.1259 | china
huayang electric power co ltd | 600 | supercritical | operating | 1998 | N/A | N/A | 24.3031 | 118.1259 | china
huayang electric power co ltd | 600 | supercritical | operating | 2000 | N/A | N/A | 24.3031 | 118.1259 | china
shaanxi huadian ankang power generation co ltd | 660 | ultra-supercritical | cancelled | N/A | N/A | N/A | 32.9626 | 108.3337 | china
shaanxi huadian ankang power generation co ltd | 660 | ultra-supercritical | cancelled | N/A | N/A | N/A | 32.9626 | 108.3337 | china
huadian power international co ltd | 1000 | supercritical | cancelled | N/A | N/A | N/A | 38.9961 | 118.4875 | china
huadian power international co ltd | 1000 | supercritical | cancelled | N/A | N/A | N/A | 38.9961 | 118.4875 | china
huadian power international co ltd | 1000 | supercritical | cancelled | N/A | N/A | N/A | 38.9961 | 118.4875 | china
huadian power international co ltd | 1000 | supercritical | cancelled | N/A | N/A | N/A | 38.9961 | 118.4875 | china
xinjiang huadian changji thermoelectricity co ltd | 330 | subcritical | operating | 2011 | N/A | N/A | 44.0632 | 87.3266 | china
xinjiang huadian changji thermoelectricity co ltd | 330 | subcritical | operating | 2011 | N/A | N/A | 44.0632 | 87.3266 | china
xinjiang huadian changji thermal power erqi co ltd | 125 | subcritical | retired | 2006 | 2018 | N/A | 43.9914 | 87.3115 | china
xinjiang huadian changji thermal power erqi co ltd | 125 | subcritical | retired | 2006 | 2018 | N/A | 43.9914 | 87.3115 | china
shanxi jinneng group datong thermoelectricity co ltd | 135 | subcritical | retired | 2005 | 2018 | N/A | 40.0663 | 113.2184 | china
shanxi jinneng group datong thermoelectricity co ltd | 135 | subcritical | retired | 2006 | 2018 | N/A | 40.0663 | 113.2184 | china
huadian power international co ltd | 1000 | ultra-supercritical | cancelled | N/A | N/A | N/A | 35.0338 | 115.5078 | china
huadian power international co ltd | 1000 | ultra-supercritical | cancelled | N/A | N/A | N/A | 35.0338 | 115.5078 | china
china huadian corp ltd | 660 | ultra-supercritical | cancelled | N/A | N/A | N/A | 42.1833 | 116.4667 | china
china huadian corp ltd | 660 | ultra-supercritical | cancelled | N/A | N/A | N/A | 42.1833 | 116.4667 | china
xinjiang huadian gaochang thermal power co ltd | 350 | supercritical | operating | 2020 | N/A | N/A | 42.8797 | 89.1671 | china
xinjiang huadian gaochang thermal power co ltd | 350 | supercritical | operating | 2023 | N/A | N/A | 42.8797 | 89.1671 | china
china huadian corp ltd | 660 | ultra-supercritical | announced | N/A | N/A | N/A | 36.4167 | 94.8833 | china
china huadian corp ltd | 660 | ultra-supercritical | announced | N/A | N/A | N/A | 36.4167 | 94.8833 | china
china huadian corp ltd | 660 | ultra-supercritical | construction | 2025 | N/A | N/A | 36.4167 | 94.8833 | china
china huadian corp ltd | 660 | ultra-supercritical | construction | 2025 | N/A | N/A | 36.4167 | 94.8833 | china
xinjiang huadian hami thermal power co ltd | 135 | unknown | operating | 2003 | N/A | N/A | 42.8934 | 93.4408 | china
xinjiang huadian hami thermal power co ltd | 135 | unknown | operating | 2003 | N/A | N/A | 42.8934 | 93.4408 | china
xinjiang huadian yizhou thermal power co ltd | 350 | supercritical | cancelled | N/A | N/A | N/A | 42.8934 | 93.4408 | china
xinjiang huadian yizhou thermal power co ltd | 350 | supercritical | operating | 2021 | N/A | N/A | 42.8934 | 93.4408 | china
xinjiang huadian kashi thermal power co ltd | 350 | supercritical | operating | 2014 | N/A | N/A | 39.4816 | 76.0499 | china
xinjiang huadian kashi thermal power co ltd | 350 | supercritical | operating | 2014 | N/A | N/A | 39.4816 | 76.0499 | china
xinjiang huadian kashi thermal power co ltd | 50 | subcritical | retired | 2006 | 2018 | N/A | 39.4816 | 76.0499 | china
xinjiang huadian kashi thermal power co ltd | 50 | subcritical | retired | 2007 | 2018 | N/A | 39.4816 | 76.0499 | china
xinjiang huadian kashi thermal power co ltd | 50 | subcritical | retired | 2002 | 2014 | N/A | 39.4816 | 76.0499 | china
xinjiang huadian kashi thermal power co ltd | 50 | subcritical | retired | 2002 | 2014 | N/A | 39.4816 | 76.0499 | china
xinjiang huadian kashi thermal power co ltd | 660 | ultra-supercritical | construction | 2025 | N/A | N/A | 39.4816 | 76.0499 | china
xinjiang huadian kashi thermal power co ltd | 660 | ultra-supercritical | construction | 2025 | N/A | N/A | 39.4816 | 76.0499 | china
huadian laizhou power generation co ltd | 1000 | ultra-supercritical | operating | 2019 | N/A | N/A | 37.4322 | 120.0181 | china
huadian laizhou power generation co ltd | 1000 | ultra-supercritical | operating | 2019 | N/A | N/A | 37.4322 | 120.0181 | china
huadian laizhou power generation co ltd | 1050 | ultra-supercritical | operating | 2012 | N/A | N/A | 37.4322 | 120.0181 | china
huadian laizhou power generation co ltd | 1050 | ultra-supercritical | operating | 2012 | N/A | N/A | 37.4322 | 120.0181 | china
shandong bainian electric power development co ltd | 220 | subcritical | operating | 1995 | N/A | N/A | 37.6803 | 120.3132 | china
shandong bainian electric power development co ltd | 220 | subcritical | operating | 1996 | N/A | N/A | 37.6803 | 120.3132 | china
shandong bainian electric power development co ltd | 220 | subcritical | operating | 1988 | N/A | N/A | 37.6803 | 120.3132 | china
shandong bainian electric power development co ltd | 220 | subcritical | operating | 1988 | N/A | N/A | 37.6803 | 120.3132 | china
shandong bainian electric power development co ltd | 110 | subcritical | retired | 1985 | 2007 | N/A | 37.6803 | 120.3132 | china
shandong bainian electric power development co ltd | 110 | subcritical | retired | 1985 | 2012 | N/A | 37.6803 | 120.3132 | china
shandong bainian electric power development co ltd | 660 | ultra-supercritical | operating | 2023 | N/A | N/A | 37.6803 | 120.3132 | china
shandong bainian electric power development co ltd | 660 | ultra-supercritical | construction | 2025 | N/A | N/A | 37.6803 | 120.3132 | china
huadian energy co ltd | 600 | ultra-supercritical | cancelled | N/A | N/A | N/A | 45.528 | 131.843 | china
huadian energy co ltd | 600 | ultra-supercritical | cancelled | N/A | N/A | N/A | 45.528 | 131.843 | china
china huadian corp ltd | 1000 | ultra-supercritical | cancelled | N/A | N/A | N/A | 39.4504 | 111.4384 | china
china huadian corp ltd | 1000 | ultra-supercritical | cancelled | N/A | N/A | N/A | 39.4504 | 111.4384 | china
huadian xinjiang shawan energy co ltd | 350 | unknown | cancelled | N/A | N/A | N/A | 44.31 | 85.6035 | china
huadian xinjiang shawan energy co ltd | 350 | unknown | cancelled | N/A | N/A | N/A | 44.31 | 85.6035 | china
henan branch of huadian international power co ltd | 1000 | ultra-supercritical | cancelled | N/A | N/A | N/A | 33.4119 | 115.0989 | china
henan branch of huadian international power co ltd | 1000 | ultra-supercritical | cancelled | N/A | N/A | N/A | 33.4119 | 115.0989 | china
shuozhou thermal power branch of huadian international power co ltd | 350 | supercritical | operating | 2015 | N/A | N/A | 39.358 | 112.4835 | china
shuozhou thermal power branch of huadian international power co ltd | 350 | supercritical | operating | 2015 | N/A | N/A | 39.358 | 112.4835 | china
china huadian corp ltd | 1000 | ultra-supercritical | cancelled | N/A | N/A | N/A | 35.9969 | 115.8567 | china
china huadian corp ltd | 1000 | ultra-supercritical | cancelled | N/A | N/A | N/A | 35.9969 | 115.8567 | china
huadian (inner mongolia) new energy co ltd | 1000 | ultra-supercritical | permitted | 2025 | N/A | N/A | 40.6421 | 106.2655 | china
huadian (inner mongolia) new energy co ltd | 1000 | ultra-supercritical | permitted | 2026 | N/A | N/A | 40.6421 | 106.2655 | china
huadian (inner mongolia) new energy co ltd | 1000 | ultra-supercritical | permitted | 2026 | N/A | N/A | 40.6421 | 106.2655 | china
huadian (inner mongolia) new energy co ltd | 1000 | ultra-supercritical | permitted | 2026 | N/A | N/A | 40.6421 | 106.2655 | china
gansu branch of china huadian group co ltd | 350 | subcritical | cancelled | N/A | N/A | N/A | 34.6562 | 105.7274 | china
gansu branch of china huadian group co ltd | 350 | subcritical | cancelled | N/A | N/A | N/A | 34.6562 | 105.7274 | china
sinkiang tuhuadian tulufan power generation co ltd | 660 | supercritical | cancelled | N/A | N/A | N/A | 42.7306 | 88.617 | china
sinkiang tuhuadian tulufan power generation co ltd | 660 | supercritical | cancelled | N/A | N/A | N/A | 42.7306 | 88.617 | china
sinkiang tuhuadian tulufan power generation co ltd | 135 | subcritical | retired | 2006 | 2019 | N/A | 42.7306 | 88.617 | china
sinkiang tuhuadian tulufan power generation co ltd | 135 | subcritical | retired | 2006 | 2019 | N/A | 42.7306 | 88.617 | china
urumqi thermal power plant, huadian xinjiang power generation co ltd | 330 | subcritical | operating | 2009 | N/A | N/A | 43.9011 | 87.6975 | china
urumqi thermal power plant, huadian xinjiang power generation co ltd | 330 | subcritical | operating | 2009 | N/A | N/A | 43.9011 | 87.6975 | china
huadian weifang power generation co ltd | 1000 | ultra-supercritical | cancelled | N/A | N/A | N/A | 36.6656 | 119.2632 | china
huadian weifang power generation co ltd | 1000 | ultra-supercritical | cancelled | N/A | N/A | N/A | 36.6656 | 119.2632 | china
huadian weifang power generation co ltd | 670 | supercritical | operating | 2006 | N/A | N/A | 36.6656 | 119.2632 | china
huadian weifang power generation co ltd | 670 | supercritical | operating | 2007 | N/A | N/A | 36.6656 | 119.2632 | china
huadian weifang power generation co ltd | 330 | subcritical | operating | 1993 | N/A | N/A | 36.6656 | 119.2632 | china
huadian weifang power generation co ltd | 330 | subcritical | operating | 1994 | N/A | N/A | 36.6656 | 119.2632 | china
huadian xinjiang power generation co ltd weihuliang power plant | 125 | subcritical | retired | 1998 | 2013 | N/A | 43.8503 | 87.6495 | china
huadian xinjiang power generation co ltd weihuliang power plant | 125 | subcritical | retired | 2000 | 2013 | N/A | 43.8503 | 87.6495 | china
huadian xinjiang power generation co ltd weihuliang power plant | 300 | unknown | cancelled | N/A | N/A | N/A | 43.8503 | 87.6489 | china
huadian xinjiang power generation co ltd weihuliang power plant | 300 | unknown | cancelled | N/A | N/A | N/A | 43.8503 | 87.6489 | china
inner mongolia huadian wuda thermal power co ltd | 600 | unknown | cancelled | N/A | N/A | N/A | 39.4798 | 106.7344 | china
inner mongolia huadian wuda thermal power co ltd | 600 | unknown | cancelled | N/A | N/A | N/A | 39.4798 | 106.7344 | china
inner mongolia huadian wuda thermal power co ltd | 150 | subcritical | operating | 2005 | N/A | N/A | 39.4798 | 106.7344 | china
inner mongolia huadian wuda thermal power co ltd | 150 | subcritical | operating | 2005 | N/A | N/A | 39.4798 | 106.7344 | china
huangshi thermal power branch of huadian hubei power generation co ltd | 660 | ultra-supercritical | permitted | 2025 | N/A | N/A | 29.9508 | 115.4138 | china
huangshi thermal power branch of huadian hubei power generation co ltd | 660 | ultra-supercritical | permitted | 2025 | N/A | N/A | 29.9508 | 115.4138 | china
hubei huadian xiangyang power generation co ltd | 1000 | ultra-supercritical | cancelled | N/A | N/A | N/A | 31.7874 | 112.172 | china
hubei huadian xiangyang power generation co ltd | 1000 | ultra-supercritical | cancelled | N/A | N/A | N/A | 31.7874 | 112.172 | china
hubei huadian xiangyang power generation co ltd | 640 | supercritical | operating | 2006 | N/A | N/A | 31.9118 | 112.1669 | china
hubei huadian xiangyang power generation co ltd | 640 | supercritical | operating | 2006 | N/A | N/A | 31.9118 | 112.1669 | china
hubei huadian xiangyang power generation co ltd | 330 | subcritical | operating | 1998 | N/A | N/A | 31.9118 | 112.1669 | china
hubei huadian xiangyang power generation co ltd | 330 | subcritical | operating | 1998 | N/A | N/A | 31.9118 | 112.1669 | china
hubei huadian xiangyang power generation co ltd | 330 | subcritical | operating | 1999 | N/A | N/A | 31.9118 | 112.1669 | china
hubei huadian xiangyang power generation co ltd | 330 | subcritical | operating | 1999 | N/A | N/A | 31.9118 | 112.1669 | china
xinjiang huadian xiheishan power generation co ltd | 660 | ultra-supercritical | operating | 2024 | N/A | N/A | 44.555 | 90.236 | china
xinjiang huadian xiheishan power generation co ltd | 660 | ultra-supercritical | operating | 2024 | N/A | N/A | 44.555 | 90.236 | china
hubei huadian xisai mountain power generation co ltd | 680 | ultra-supercritical | operating | 2010 | N/A | N/A | 30.2031 | 115.1803 | china
hubei huadian xisai mountain power generation co ltd | 680 | ultra-supercritical | operating | 2014 | N/A | N/A | 30.2031 | 115.1803 | china
hubei huadian xisai mountain power generation co ltd | 330 | subcritical | operating | 2004 | N/A | N/A | 30.2031 | 115.1803 | china
hubei huadian xisai mountain power generation co ltd | 330 | subcritical | operating | 2004 | N/A | N/A | 30.2031 | 115.1803 | china
inner mongolia mengtai buliangou coal industry co ltd coal gangue thermal power plant | 300 | subcritical | operating | 2016 | N/A | N/A | 40.0357 | 111.2873 | china
inner mongolia mengtai buliangou coal industry co ltd coal gangue thermal power plant | 300 | subcritical | operating | 2016 | N/A | N/A | 40.0357 | 111.2873 | china
huadian zibo thermoelectricity co ltd | 88.6 | subcritical | retired | 1996 | 2014 | N/A | 36.7602 | 118.054 | china
huadian zibo thermoelectricity co ltd | 88.6 | subcritical | retired | 1996 | 2014 | N/A | 36.7602 | 118.054 | china
huadian zibo thermoelectricity co ltd | 145 | subcritical | operating | 2003 | N/A | N/A | 36.7602 | 118.054 | china
huadian zibo thermoelectricity co ltd | 145 | subcritical | operating | 2003 | N/A | N/A | 36.7602 | 118.054 | china
huadian zibo thermoelectricity co ltd | 330 | subcritical | operating | 2012 | N/A | N/A | 36.7602 | 118.054 | china
huadian zibo thermoelectricity co ltd | 330 | subcritical | operating | 2013 | N/A | N/A | 36.7602 | 118.054 | china
huadian zibo thermoelectricity co ltd | 660 | ultra-supercritical | cancelled | N/A | N/A | N/A | 36.7602 | 118.054 | china
huadian zibo thermoelectricity co ltd | 660 | ultra-supercritical | cancelled | N/A | N/A | N/A | 36.7602 | 118.054 | china
huai'an hongze district runhu thermal development co ltd | 30 | CFB | permitted | N/A | N/A | N/A | 33.3299 | 118.886 | china
huai'an hongze district runhu thermal development co ltd | 30 | CFB | permitted | N/A | N/A | N/A | 33.3299 | 118.886 | china
guodian huai'an thermal power co ltd | 330 | subcritical | operating | 2007 | N/A | N/A | 40.6452 | 114.4052 | china
guodian huai'an thermal power co ltd | 330 | subcritical | operating | 2008 | N/A | N/A | 40.6452 | 114.4052 | china
huaibei go-on power co ltd | 660 | ultra-supercritical | construction | N/A | N/A | N/A | 33.8679 | 116.8592 | china
huaibei go-on power co ltd | 660 | ultra-supercritical | construction | N/A | N/A | N/A | 33.8679 | 116.8592 | china
huaibei go-on power co ltd | 320 | subcritical | operating | 2000 | N/A | N/A | 33.8679 | 116.8592 | china
huaibei go-on power co ltd | 320 | subcritical | operating | 2000 | N/A | N/A | 33.8679 | 116.8592 | china
datang anhui power generation co ltd | 660 | supercritical | operating | 2013 | N/A | N/A | 33.8447 | 116.9361 | china
datang anhui power generation co ltd | 660 | supercritical | operating | 2013 | N/A | N/A | 33.8447 | 116.9361 | china
linhuan zhongli electricity generation co ltd | 660 | subcritical | cancelled | N/A | N/A | N/A | 33.6127 | 116.5862 | china
linhuan zhongli electricity generation co ltd | 660 | subcritical | cancelled | N/A | N/A | N/A | 33.6127 | 116.5862 | china
linhuan zhongli electricity generation co ltd | 330 | CFB | operating | 2013 | N/A | N/A | 33.6127 | 116.5862 | china
linhuan zhongli electricity generation co ltd | 330 | CFB | operating | 2013 | N/A | N/A | 33.6127 | 116.5862 | china
linhuan zhongli electricity generation co ltd | 300 | subcritical | operating | 2008 | N/A | N/A | 33.6127 | 116.5862 | china
linhuan zhongli electricity generation co ltd | 300 | subcritical | operating | 2008 | N/A | N/A | 33.6127 | 116.5862 | china
huaibei shenneng power generation co ltd | 1350 | ultra-supercritical | operating | 2022 | N/A | N/A | 33.8339 | 116.8311 | china
huaibei shenwan power generation co ltd | 660 | ultra-supercritical | operating | 2015 | N/A | N/A | 33.8339 | 116.8311 | china
huaibei shenwan power generation co ltd | 660 | ultra-supercritical | operating | 2016 | N/A | N/A | 33.8339 | 116.8311 | china
datang huaibei power generation co ltd | 200 | subcritical | retired | 1981 | 2008 | N/A | 33.9657 | 116.7764 | china
datang huaibei power generation co ltd | 200 | subcritical | retired | 1982 | 2008 | N/A | 33.9657 | 116.7764 | china
datang huaibei power generation co ltd | 125 | subcritical | retired | 1977 | 2007 | N/A | 33.9657 | 116.7764 | china
datang huaibei power generation co ltd | 125 | subcritical | retired | 1978 | 2007 | N/A | 33.9657 | 116.7764 | china
datang huaibei power generation co ltd | 50 | subcritical | retired | 1973 | 2007 | N/A | 33.9657 | 116.7764 | china
datang huaibei power generation co ltd | 50 | subcritical | retired | 1973 | 2007 | N/A | 33.9657 | 116.7764 | china
datang huaibei power generation co ltd | 200 | subcritical | retired | 1993 | 2008 | N/A | 33.9657 | 116.7764 | china
datang huaibei power generation co ltd | 210 | subcritical | retired | 2005 | 2020 | N/A | 33.9657 | 116.7764 | china
datang huayin huaihua stone coal resources development co ltd | 300 | subcritical | shelved | N/A | N/A | N/A | 27.0685 | 109.9011 | china
datang huayin huaihua stone coal resources development co ltd | 300 | subcritical | shelved | N/A | N/A | N/A | 27.0685 | 109.9011 | china
huaizhe coal & electricity co ltd | 660 | ultra-supercritical | operating | 2013 | N/A | N/A | 32.758 | 116.65 | china
huaizhe coal & electricity co ltd | 660 | ultra-supercritical | operating | 2014 | N/A | N/A | 32.758 | 116.65 | china
huaizhe coal & electricity co ltd | 600 | supercritical | operating | 2008 | N/A | N/A | 32.758 | 116.65 | china
huaizhe coal & electricity co ltd | 600 | supercritical | operating | 2008 | N/A | N/A | 32.758 | 116.65 | china
huaihe energy power group co ltd | 330 | subcritical | operating | 2011 | N/A | N/A | 32.8141 | 116.569 | china
huaihe energy power group co ltd | 330 | subcritical | operating | 2011 | N/A | N/A | 32.8141 | 116.569 | china
anhui huainan luoneng power generation co ltd | 630 | supercritical | operating | 2007 | N/A | N/A | 32.6846 | 117.0751 | china
anhui huainan luoneng power generation co ltd | 630 | supercritical | operating | 2007 | N/A | N/A | 32.6846 | 117.0751 | china
anhui huainan luoneng power generation co ltd | 300 | subcritical | operating | 1998 | N/A | N/A | 32.6846 | 117.0751 | china
anhui huainan luoneng power generation co ltd | 300 | subcritical | operating | 1999 | N/A | N/A | 32.6846 | 117.0751 | china
datang anhui power generation co ltd | 320 | subcritical | operating | 1985 | N/A | N/A | 32.6846 | 117.0751 | china
datang anhui power generation co ltd | 320 | subcritical | operating | 1986 | N/A | N/A | 32.6846 | 117.0751 | china
anhui huainan luoneng power generation co ltd | 1000 | ultra-supercritical | construction | N/A | N/A | N/A | 32.6846 | 117.0751 | china
anhui huainan luoneng power generation co ltd | 1000 | ultra-supercritical | construction | N/A | N/A | N/A | 32.6846 | 117.0751 | china
huaihu coal & power co ltd | 1000 | ultra-supercritical | pre-permit | N/A | N/A | N/A | 32.7465 | 116.8127 | china
huaihu coal & power co ltd | 1000 | ultra-supercritical | pre-permit | N/A | N/A | N/A | 32.7465 | 116.8127 | china
huaihu coal & power co ltd | 660 | ultra-supercritical | operating | 2013 | N/A | N/A | 32.7465 | 116.8127 | china
huaihu coal & power co ltd | 660 | ultra-supercritical | operating | 2014 | N/A | N/A | 32.7465 | 116.8127 | china
huaihu coal & power co ltd | 630 | supercritical | operating | 2007 | N/A | N/A | 32.7465 | 116.8127 | china
huaihu coal & power co ltd | 630 | supercritical | operating | 2007 | N/A | N/A | 32.7465 | 116.8127 | china
huaihe energy power group co ltd | 150 | subcritical | retired | 2008 | 2022 | N/A | 32.637 | 116.8472 | china
huaihe energy power group co ltd | 150 | subcritical | retired | 2008 | 2022 | N/A | 32.637 | 116.8472 | china
jiangsu huaiyin power generation co ltd | 330 | subcritical | operating | 2008 | N/A | N/A | 33.5865 | 119.012 | china
jiangsu huaiyin power generation co ltd | 350 | subcritical | operating | 2011 | N/A | N/A | 33.5865 | 119.012 | china
jiangsu huaiyin power generation co ltd | 55 | subcritical | retired | 1987 | 2009 | N/A | 33.5865 | 119.012 | china
jiangsu huaiyin power generation co ltd | 55 | subcritical | retired | 2003 | 2009 | N/A | 33.5865 | 119.012 | china
jiangsu huaiyin power generation co ltd | 55 | subcritical | retired | 2003 | 2009 | N/A | 33.5865 | 119.012 | china
datang longdong energy co ltd | 660 | ultra-supercritical | cancelled | N/A | N/A | N/A | 36.4435 | 106.7285 | china
datang longdong energy co ltd | 660 | ultra-supercritical | cancelled | N/A | N/A | N/A | 36.4435 | 106.7285 | china
huaneng anyang thermal power co ltd | 350 | supercritical | cancelled | N/A | N/A | N/A | 35.9023 | 114.4158 | china
huaneng anyang thermal power co ltd | 350 | supercritical | cancelled | N/A | N/A | N/A | 35.9023 | 114.4158 | china
xilingol thermal power co ltd | 660 | ultra-supercritical | operating | 2020 | N/A | N/A | 43.9998 | 116.1123 | china
xilingol thermal power co ltd | 660 | ultra-supercritical | operating | 2020 | N/A | N/A | 43.9998 | 116.1123 | china
china huaneng group co ltd north china branch | 75 | subcritical | retired | N/A | 2017 | N/A | 39.8863 | 116.5318 | china
china huaneng group co ltd north china branch | 165 | subcritical | mothballed | 1999 | N/A | N/A | 39.8863 | 116.5318 | china
china huaneng group co ltd north china branch | 165 | subcritical | mothballed | 1999 | N/A | N/A | 39.8863 | 116.5318 | china
china huaneng group co ltd north china branch | 220 | subcritical | mothballed | 1999 | N/A | N/A | 39.8863 | 116.5318 | china
huaneng beijing thermal electricity co ltd | 220 | subcritical | mothballed | 1999 | N/A | N/A | 39.8863 | 116.5318 | china
huaneng jilin power generation co ltd changchun thermal power plant | 350 | supercritical | operating | 2009 | N/A | N/A | 44.0407 | 125.2201 | china
huaneng jilin power generation co ltd changchun thermal power plant | 350 | supercritical | operating | 2010 | N/A | N/A | 44.0407 | 125.2201 | china
huaneng international power co ltd changxing power plant | 125 | subcritical | retired | 1992 | 2010 | N/A | 30.9144 | 119.9632 | china
huaneng international power co ltd changxing power plant | 135 | subcritical | retired | 1992 | 2010 | N/A | 30.9144 | 119.9632 | china
huaneng international power co ltd changxing power plant | 660 | ultra-supercritical | operating | 2014 | N/A | N/A | 30.9144 | 119.9632 | china
huaneng international power co ltd changxing power plant | 660 | ultra-supercritical | operating | 2015 | N/A | N/A | 30.9144 | 119.9632 | china
huaneng international power co ltd dalian power plant | 350 | subcritical | operating | 1999 | N/A | N/A | 39.0142 | 121.7244 | china
huaneng international power co ltd dalian power plant | 350 | subcritical | operating | 1999 | N/A | N/A | 39.0142 | 121.7244 | china
huaneng international power co ltd dalian power plant | 350 | subcritical | operating | 1988 | N/A | N/A | 39.0142 | 121.7244 | china
huaneng international power co ltd dalian power plant | 350 | subcritical | operating | 1988 | N/A | N/A | 39.0142 | 121.7244 | china
huaneng (dalian) thermal power co ltd | 50 | subcritical | operating | 2020 | N/A | N/A | 38.993 | 121.6564 | china
huaneng (dalian) thermal power co ltd | 50 | subcritical | operating | 2020 | N/A | N/A | 38.993 | 121.6564 | china
huaneng (dalian) thermal power co ltd | 350 | supercritical | operating | 2022 | N/A | N/A | 38.993 | 121.6564 | china
huaneng (dalian) thermal power co ltd | 350 | supercritical | operating | 2022 | N/A | N/A | 38.993 | 121.6564 | china
huaneng daqing thermal power co ltd | 350 | supercritical | operating | 2013 | N/A | N/A | 46.7051 | 124.8466 | china
huaneng daqing thermal power co ltd | 350 | supercritical | operating | 2013 | N/A | N/A | 46.7051 | 124.8466 | china
huaneng dezhou power plant | 660 | ultra-supercritical | construction | 2025 | N/A | N/A | 37.4493 | 116.2416 | china
huaneng dezhou power plant | 660 | ultra-supercritical | construction | 2025 | N/A | N/A | 37.4493 | 116.2416 | china
huaneng dezhou power plant | 330 | subcritical | operating | 1991 | N/A | N/A | 37.4493 | 116.2416 | china
huaneng dezhou power plant | 320 | subcritical | operating | 1991 | N/A | N/A | 37.4493 | 116.2416 | china
huaneng dezhou power plant | 330 | subcritical | operating | 1994 | N/A | N/A | 37.4493 | 116.2416 | china
huaneng dezhou power plant | 320 | subcritical | operating | 1995 | N/A | N/A | 37.4493 | 116.2416 | china
huaneng dezhou power plant | 700 | subcritical | operating | 2002 | N/A | N/A | 37.4493 | 116.2416 | china
huaneng dezhou power plant | 700 | subcritical | operating | 2002 | N/A | N/A | 37.4493 | 116.2416 | china
huaneng duanzhai coal power co ltd | 1000 | ultra-supercritical | shelved | N/A | N/A | N/A | 39.297 | 111.2301 | china
huaneng duanzhai coal power co ltd | 1000 | ultra-supercritical | shelved | N/A | N/A | N/A | 39.297 | 111.2301 | china
huaneng xinjiang energy develop co ltd | 350 | supercritical | cancelled | N/A | N/A | N/A | 47.2156 | 87.7064 | china
huaneng xinjiang energy develop co ltd | 350 | supercritical | cancelled | N/A | N/A | N/A | 47.2156 | 87.7064 | china
huaneng xinjiang energy develop co ltd | 350 | supercritical | cancelled | N/A | N/A | N/A | 47.2156 | 87.7064 | china
huaneng xinjiang energy develop co ltd | 350 | supercritical | cancelled | N/A | N/A | N/A | 47.2156 | 87.7064 | china
huaneng xinjiang energy develop co ltd | 350 | unknown | cancelled | N/A | N/A | N/A | 44.1333 | 87.9333 | china
huaneng xinjiang energy develop co ltd | 350 | unknown | cancelled | N/A | N/A | N/A | 44.1333 | 87.9333 | china
huaneng (fujian) energy development co ltd | 660 | ultra-supercritical | operating | 2010 | N/A | N/A | 25.9908 | 119.4816 | china
huaneng (fujian) energy development co ltd | 660 | ultra-supercritical | operating | 2010 | N/A | N/A | 25.9908 | 119.4816 | china
huaneng (fujian) energy development co ltd | 350 | subcritical | operating | 1999 | N/A | N/A | 25.9908 | 119.4816 | china
huaneng (fujian) energy development co ltd | 350 | subcritical | operating | 1999 | N/A | N/A | 25.9908 | 119.4816 | china
huaneng (fujian) energy development co ltd | 700 | ultra-supercritical | shelved | 2024 | N/A | N/A | 25.9908 | 119.4816 | china
huaneng (fujian) energy development co ltd | 350 | subcritical | mothballed | 1988 | N/A | 2022 | 25.9908 | 119.4816 | china
huaneng (fujian) energy development co ltd | 350 | subcritical | mothballed | 1988 | N/A | 2022 | 25.9908 | 119.4816 | china
huaneng (fujian zhangzhou) energy co ltd | 50 | subcritical | shelved | N/A | N/A | N/A | 23.8691 | 117.6111 | china
huaneng (fujian zhangzhou) energy co ltd | 50 | subcritical | shelved | N/A | N/A | N/A | 23.8691 | 117.6111 | china
huaneng (fujian zhangzhou) energy co ltd | 50 | subcritical | operating | 2022 | N/A | N/A | 23.876 | 117.6114 | china
huaneng (fujian zhangzhou) energy co ltd | 50 | subcritical | operating | 2022 | N/A | N/A | 23.876 | 117.6114 | china
huaneng (fujian zhangzhou) energy co ltd | 50 | subcritical | operating | 2023 | N/A | N/A | 23.8691 | 117.6111 | china
huaneng (fujian zhangzhou) energy co ltd | 50 | subcritical | operating | 2023 | N/A | N/A | 23.8691 | 117.6111 | china
huaneng (fujian zhangzhou) energy co ltd | 660 | ultra-supercritical | pre-permit | N/A | N/A | N/A | 23.8319 | 117.6078 | china
huaneng (fujian zhangzhou) energy co ltd | 660 | ultra-supercritical | pre-permit | N/A | N/A | N/A | 23.8319 | 117.6078 | china
huaneng hainan power generation co ltd haikou power plant | 138 | subcritical | retired | 1990 | 2010 | N/A | 19.96 | 110.0319 | china
huaneng hainan power generation co ltd haikou power plant | 138 | subcritical | retired | 1990 | 2013 | N/A | 19.96 | 110.0319 | china
huaneng hainan power generation co ltd haikou power plant | 138 | subcritical | retired | 1999 | 2020 | N/A | 19.96 | 110.0319 | china
huaneng hainan power generation co ltd haikou power plant | 138 | subcritical | retired | 2000 | 2020 | N/A | 19.96 | 110.0319 | china
huaneng hainan power generation co ltd haikou power plant | 50 | subcritical | retired | 1989 | 2008 | N/A | 19.96 | 110.0319 | china
huaneng hainan power generation co ltd haikou power plant | 50 | subcritical | retired | 1989 | 2008 | N/A | 19.96 | 110.0319 | china
huaneng hainan power generation co ltd haikou power plant | 330 | subcritical | operating | 2006 | N/A | N/A | 19.96 | 110.0319 | china
huaneng hainan power generation co ltd haikou power plant | 330 | subcritical | operating | 2007 | N/A | N/A | 19.96 | 110.0319 | china
huaneng hainan power generation co ltd haikou power plant | 660 | ultra-supercritical | cancelled | N/A | N/A | N/A | 19.96 | 110.0319 | china
huaneng hainan power generation co ltd haikou power plant | 660 | ultra-supercritical | cancelled | N/A | N/A | N/A | 19.96 | 110.0319 | china
huaneng xinjiang energy develop co ltd | 660 | supercritical | cancelled | N/A | N/A | N/A | 42.8932 | 93.4409 | china
huaneng xinjiang energy develop co ltd | 660 | supercritical | cancelled | N/A | N/A | N/A | 42.8932 | 93.4409 | china
huaneng xinjiang energy develop co ltd | 1000 | unknown | cancelled | N/A | N/A | N/A | 43.1763 | 92.473 | china
huaneng xinjiang energy develop co ltd | 1000 | unknown | cancelled | N/A | N/A | N/A | 43.1763 | 92.473 | china
xing'an thermal power co ltd | 50 | subcritical | operating | 2008 | N/A | N/A | 46.0511 | 122.0611 | china
xing'an thermal power co ltd | 50 | subcritical | operating | 2008 | N/A | N/A | 46.0511 | 122.0611 | china
xing'an thermal power co ltd | 50 | subcritical | operating | 2008 | N/A | N/A | 46.0746 | 122.0528 | china
xing'an thermal power co ltd | 50 | subcritical | operating | 2008 | N/A | N/A | 46.0746 | 122.0528 | china
huaneng power international inc | 600 | unknown | cancelled | N/A | N/A | N/A | 32.628 | 117.003 | china
huaneng power international inc | 600 | unknown | cancelled | N/A | N/A | N/A | 32.628 | 117.003 | china
huaneng power international inc | 600 | unknown | cancelled | N/A | N/A | N/A | 32.628 | 117.003 | china
huaneng power international inc | 600 | unknown | cancelled | N/A | N/A | N/A | 32.628 | 117.003 | china
huaneng huaiyin no.2 power generation co ltd | 330 | subcritical | operating | 2006 | N/A | N/A | 33.5962 | 118.9628 | china
huaneng huaiyin no.2 power generation co ltd | 330 | subcritical | operating | 2006 | N/A | N/A | 33.5962 | 118.9628 | china
huaneng huaiyin no.2 power generation co ltd | 330 | subcritical | operating | 2005 | N/A | N/A | 33.5962 | 118.9628 | china
huaneng huaiyin no.2 power generation co ltd | 330 | subcritical | operating | 2005 | N/A | N/A | 33.5962 | 118.9628 | china
huaneng huaiyin power generation co ltd | 220 | subcritical | retired | 1993 | 2009 | N/A | 33.5962 | 118.9628 | china
huaneng huaiyin power generation co ltd | 220 | subcritical | retired | 1993 | 2011 | N/A | 33.5962 | 118.9628 | china
huaneng jinan huangtai power generation co ltd | 50 | subcritical | retired | 1960 | 2008 | N/A | 36.7078 | 117.088 | china
huaneng jinan huangtai power generation co ltd | 100 | subcritical | retired | 1983 | 2008 | N/A | 36.7078 | 117.088 | china
huaneng jinan huangtai power generation co ltd | 100 | subcritical | retired | 1983 | 2008 | N/A | 36.7078 | 117.088 | china
huaneng xinjiang energy develop co ltd | 350 | unknown | cancelled | N/A | N/A | N/A | 44.1795 | 80.7198 | china
huaneng xinjiang energy develop co ltd | 350 | unknown | cancelled | N/A | N/A | N/A | 44.1795 | 80.7198 | china
huaneng xinjiang energy develop co ltd | 350 | unknown | cancelled | N/A | N/A | N/A | 44.1795 | 80.7198 | china
huaneng xinjiang energy develop co ltd | 350 | unknown | cancelled | N/A | N/A | N/A | 44.1795 | 80.7198 | china
huaneng jiaxiang power generation co ltd | 680 | supercritical | cancelled | N/A | N/A | N/A | 35.385 | 116.4432 | china
huaneng jiaxiang power generation co ltd | 680 | supercritical | cancelled | N/A | N/A | N/A | 35.385 | 116.4432 | china
huaneng jiaxiang power generation co ltd | 330 | subcritical | operating | 2007 | N/A | N/A | 35.385 | 116.4432 | china
huaneng jiaxiang power generation co ltd | 330 | subcritical | operating | 2007 | N/A | N/A | 35.385 | 116.4432 | china
huaneng jilin power generation co ltd | 80 | unknown | cancelled | N/A | N/A | N/A | 45.1247 | 124.7972 | china
huaneng jilin power generation co ltd | 80 | unknown | cancelled | N/A | N/A | N/A | 45.1247 | 124.7972 | china
huaneng jingmen thermal power co ltd | 350 | supercritical | operating | 2014 | N/A | N/A | 31.0576 | 112.2485 | china
huaneng jingmen thermal power co ltd | 350 | supercritical | operating | 2014 | N/A | N/A | 31.0576 | 112.2485 | china
huaneng jining high tech zone thermal power co ltd | 30 | unknown | retired | 2004 | 2023 | N/A | 35.4687 | 116.7057 | china
huaneng jining high tech zone thermal power co ltd | 30 | unknown | retired | 2004 | 2023 | N/A | 35.4687 | 116.7057 | china
jining huayuan thermal power co ltd | 350 | supercritical | operating | 2021 | N/A | N/A | 35.4687 | 116.7057 | china
jining huayuan thermal power co ltd | 350 | supercritical | operating | 2021 | N/A | N/A | 35.4687 | 116.7057 | china
huaneng international power co ltd jining power plant | 135 | subcritical | retired | 2004 | 2022 | N/A | 35.3971 | 116.554 | china
huaneng international power co ltd jining power plant | 135 | subcritical | retired | 2004 | 2020 | N/A | 35.3971 | 116.554 | china
huaneng international power co ltd jining power plant | 110 | subcritical | retired | 1978 | 2010 | N/A | 35.3971 | 116.554 | china
huaneng international power co ltd jining power plant | 110 | subcritical | retired | 1976 | 2010 | N/A | 35.3971 | 116.554 | china
huaneng international power co ltd jining power plant | 50 | subcritical | retired | 1973 | 2007 | N/A | 35.3971 | 116.554 | china
huaneng international power co ltd jining power plant | 50 | subcritical | retired | 1973 | 2007 | N/A | 35.3971 | 116.554 | china
huaneng international power co ltd jining power plant | 350 | subcritical | operating | 2009 | N/A | 2020 | 35.3971 | 116.554 | china
huaneng international power co ltd jining power plant | 350 | subcritical | operating | 2009 | N/A | 2020 | 35.3971 | 116.554 | china
huaneng international power co ltd jining power plant | 660 | ultra-supercritical | shelved | N/A | N/A | N/A | 35.178 | 116.3778 | china
huaneng international power co ltd jining power plant | 660 | ultra-supercritical | shelved | N/A | N/A | N/A | 35.178 | 116.3778 | china
huaneng laiwu power generation co ltd | 1030 | ultra-supercritical | operating | 2015 | N/A | N/A | 36.1343 | 117.685 | china
huaneng laiwu power generation co ltd | 1030 | ultra-supercritical | operating | 2016 | N/A | N/A | 36.1343 | 117.685 | china
huaneng laiwu power generation co ltd | 135 | subcritical | retired | 1975 | 2009 | N/A | 36.1343 | 117.685 | china
huaneng laiwu power generation co ltd | 330 | subcritical | operating | 2009 | N/A | N/A | 36.1343 | 117.685 | china
huaneng xindian power generation co ltd | 330 | subcritical | operating | 2009 | N/A | N/A | 36.1343 | 117.685 | china
huaneng laiwu power generation co ltd | 135 | subcritical | retired | 1972 | 2009 | N/A | 36.1343 | 117.685 | china
huaneng laiwu power generation co ltd | 135 | subcritical | retired | 1973 | 2009 | N/A | 36.1343 | 117.685 | china
shandong liaocheng luneng thermoelectricity co ltd | 55 | subcritical | retired | 1990 | 2007 | N/A | 36.4685 | 115.9117 | china
shandong liaocheng luneng thermoelectricity co ltd | 55 | subcritical | retired | 1991 | 2007 | N/A | 36.4685 | 115.9117 | china
shandong liaocheng luneng thermoelectricity co ltd | 115 | subcritical | retired | 1995 | 2010 | N/A | 36.4685 | 115.9117 | china
shandong liaocheng luneng thermoelectricity co ltd | 115 | subcritical | retired | 1997 | 2010 | N/A | 36.4685 | 115.9117 | china
shandong liaocheng luneng thermoelectricity co ltd | 140 | subcritical | operating | 2002 | N/A | N/A | 36.4685 | 115.9117 | china
shandong liaocheng luneng thermoelectricity co ltd | 140 | subcritical | operating | 2003 | N/A | N/A | 36.4685 | 115.9117 | china
shandong liaocheng luneng thermoelectricity co ltd | 330 | subcritical | operating | 2002 | N/A | N/A | 36.4685 | 115.9117 | china
shandong liaocheng luneng thermoelectricity co ltd | 330 | subcritical | operating | 2003 | N/A | N/A | 36.4685 | 115.9117 | china
northern united power co ltd linhe thermal power plant | 300 | supercritical | cancelled | N/A | N/A | N/A | 40.7822 | 107.4911 | china
northern united power co ltd linhe thermal power plant | 300 | supercritical | cancelled | N/A | N/A | N/A | 40.7822 | 107.4911 | china
northern united power co ltd linhe thermal power plant | 300 | subcritical | operating | 2007 | N/A | N/A | 40.7822 | 107.4911 | china
northern united power co ltd linhe thermal power plant | 300 | subcritical | operating | 2007 | N/A | N/A | 40.7822 | 107.4911 | china
huadian luntai thermal power co ltd | 350 | supercritical | operating | 2016 | N/A | N/A | 41.8215 | 84.0036 | china
huadian luntai thermal power co ltd | 350 | supercritical | operating | 2016 | N/A | N/A | 41.8215 | 84.0036 | china
luoyang yangguang thermoelectricity co ltd | 135 | subcritical | retired | 2006 | 2020 | N/A | 34.5825 | 112.4004 | china
luoyang yangguang thermoelectricity co ltd | 135 | subcritical | retired | 2006 | 2020 | N/A | 34.5825 | 112.4004 | china
huaneng luoyang thermal power co ltd | 350 | supercritical | operating | 2015 | N/A | N/A | 34.5825 | 112.4004 | china
huaneng luoyang thermal power co ltd | 350 | supercritical | operating | 2015 | N/A | N/A | 34.5825 | 112.4004 | china
huaneng luoyuan power generation co ltd | 660 | ultra-supercritical | cancelled | N/A | N/A | N/A | 26.4114 | 119.7643 | china
huaneng luoyuan power generation co ltd | 660 | ultra-supercritical | cancelled | N/A | N/A | N/A | 26.4114 | 119.7643 | china
huaneng luoyuan power generation co ltd | 660 | ultra-supercritical | operating | 2017 | N/A | N/A | 26.4114 | 119.7643 | china
huaneng luoyuan power generation co ltd | 660 | ultra-supercritical | operating | 2017 | N/A | N/A | 26.4114 | 119.7643 | china
inner mongolia north mengxi power generation co ltd | 300 | subcritical | operating | 2008 | N/A | N/A | 39.8925 | 106.7662 | china
inner mongolia north mengxi power generation co ltd | 300 | subcritical | operating | 2008 | N/A | N/A | 39.8925 | 106.7662 | china
huaneng mianchi thermal power co ltd | 350 | supercritical | operating | 2016 | N/A | N/A | 34.76 | 111.808 | china
huaneng mianchi thermal power co ltd | 350 | supercritical | operating | 2016 | N/A | N/A | 34.76 | 111.808 | china
china huaneng group co ltd | 1000 | ultra-supercritical | cancelled | N/A | N/A | N/A | 30.8 | 106.0833 | china
china huaneng group co ltd | 1000 | ultra-supercritical | cancelled | N/A | N/A | N/A | 30.8 | 106.0833 | china
china huaneng group co ltd | 600 | unknown | cancelled | N/A | N/A | N/A | 37.288 | 106.484 | china
huaneng qufu thermal power co ltd | 225 | subcritical | operating | 2006 | N/A | N/A | 35.6078 | 116.9339 | china
huaneng qufu thermal power co ltd | 225 | subcritical | operating | 2006 | N/A | N/A | 35.6078 | 116.9339 | china
china huaneng group co ltd | 660 | ultra-supercritical | cancelled | N/A | N/A | N/A | 35.121 | 119.318 | china
china huaneng group co ltd | 660 | ultra-supercritical | cancelled | N/A | N/A | N/A | 35.121 | 119.318 | china
china huaneng group co ltd | 660 | ultra-supercritical | cancelled | N/A | N/A | N/A | 35.121 | 119.318 | china
china huaneng group co ltd | 660 | ultra-supercritical | cancelled | N/A | N/A | N/A | 35.121 | 119.318 | china
huaneng shanyin power generation co ltd | 1000 | ultra-supercritical | permitted | N/A | N/A | N/A | 39.6143 | 112.7768 | china
huaneng shanyin power generation co ltd | 1000 | ultra-supercritical | permitted | N/A | N/A | N/A | 39.6143 | 112.7768 | china
huaneng shanyin power generation co ltd | 1000 | ultra-supercritical | shelved | N/A | N/A | N/A | 39.6143 | 112.7768 | china
huaneng shanyin power generation co ltd | 1000 | ultra-supercritical | shelved | N/A | N/A | N/A | 39.6143 | 112.7768 | china
huaneng songyuan thermal power co ltd | 50 | subcritical | operating | 2000 | N/A | N/A | 45.1433 | 124.7877 | china
huaneng songyuan thermal power co ltd | 50 | subcritical | operating | 2001 | N/A | N/A | 45.1433 | 124.7877 | china
huaneng songyuan thermal power co ltd | 50 | subcritical | operating | 2007 | N/A | N/A | 45.1433 | 124.7877 | china
hua neng taicang power co ltd | 1000 | ultra-supercritical | construction | 2025 | N/A | N/A | 31.6569 | 121.1793 | china
hua neng taicang power co ltd | 1000 | ultra-supercritical | construction | 2025 | N/A | N/A | 31.6569 | 121.1793 | china
hua neng taicang power co ltd | 630 | supercritical | operating | 2006 | N/A | N/A | 31.6569 | 121.1793 | china
hua neng taicang power co ltd | 630 | supercritical | operating | 2006 | N/A | N/A | 31.6569 | 121.1793 | china
hua neng taicang power co ltd | 320 | subcritical | operating | 2000 | N/A | N/A | 31.6569 | 121.1793 | china
hua neng taicang power co ltd | 320 | subcritical | operating | 2000 | N/A | N/A | 31.6569 | 121.1793 | china
huaneng xinjiang energy develop co ltd | 660 | unknown | cancelled | N/A | N/A | N/A | 44.3895 | 84.7098 | china
huaneng xinjiang energy develop co ltd | 660 | unknown | cancelled | N/A | N/A | N/A | 44.3895 | 84.7098 | china
inner mongolia power company wulashan power plant | 300 | subcritical | operating | 2006 | N/A | N/A | 40.6511 | 108.7678 | china
inner mongolia power company wulashan power plant | 300 | subcritical | operating | 2006 | N/A | N/A | 40.6511 | 108.7678 | china
northern united power co ltd urad power plant | 100 | subcritical | retired | 1987 | 2010 | N/A | 40.6511 | 108.7678 | china
northern united power co ltd urad power plant | 75 | subcritical | retired | 1975 | 2007 | N/A | 40.6511 | 108.7678 | china
northern united power co ltd urad power plant | 75 | subcritical | retired | 1975 | 2007 | N/A | 40.6511 | 108.7678 | china
inner mongolia power company wulashan power plant | 600 | subcritical | cancelled | N/A | N/A | N/A | 40.6511 | 108.7678 | china
inner mongolia power company wulashan power plant | 600 | subcritical | cancelled | N/A | N/A | N/A | 40.6511 | 108.7678 | china
china huaneng group co ltd | 300 | unknown | cancelled | N/A | N/A | N/A | 37.451 | 106.227 | china
china huaneng group co ltd | 300 | unknown | cancelled | N/A | N/A | N/A | 37.451 | 106.227 | china
north united power corp | 5200 | unknown | cancelled | N/A | N/A | N/A | 45.479 | 117.446 | china
yellow river xining thermal power co ltd | 350 | supercritical | operating | 2015 | N/A | N/A | 36.6288 | 101.6288 | china
yellow river xining thermal power co ltd | 350 | supercritical | operating | 2016 | N/A | N/A | 36.6288 | 101.6288 | china
huaneng yangpu thermal power co ltd | 350 | supercritical | cancelled | N/A | N/A | N/A | 19.8321 | 109.2038 | china
huaneng yangpu thermal power co ltd | 350 | supercritical | cancelled | N/A | N/A | N/A | 19.8321 | 109.2038 | china
shanxi branch of huaneng international power co ltd | 350 | supercritical | cancelled | N/A | N/A | N/A | 38.058 | 112.673 | china
shanxi branch of huaneng international power co ltd | 350 | supercritical | cancelled | N/A | N/A | N/A | 38.058 | 112.673 | china
huaneng wanhua yantai bajiao thermal power co ltd | 670 | ultra-supercritical | operating | 2018 | N/A | N/A | 37.6945 | 121.1274 | china
huaneng wanhua yantai bajiao thermal power co ltd | 670 | ultra-supercritical | operating | 2019 | N/A | N/A | 37.6945 | 121.1274 | china
huaneng shandong power generation co ltd yantai power plant | 660 | ultra-supercritical | announced | N/A | N/A | N/A | 37.4469 | 121.2933 | china
huaneng shandong power generation co ltd yantai power plant | 660 | ultra-supercritical | announced | N/A | N/A | N/A | 37.4469 | 121.2933 | china
huaneng shandong power generation co ltd yantai power plant | 50 | subcritical | retired | 1976 | 2016 | N/A | 37.5328 | 121.3149 | china
huaneng shandong power generation co ltd yantai power plant | 50 | subcritical | retired | 1976 | 2016 | N/A | 37.5328 | 121.3149 | china
huaneng shandong power generation co ltd yantai power plant | 110 | subcritical | retired | 1993 | 2014 | N/A | 37.5328 | 121.3149 | china
huaneng shandong power generation co ltd yantai power plant | 110 | subcritical | operating | 1996 | N/A | N/A | 37.5328 | 121.3149 | china
huaneng shandong power generation co ltd yantai power plant | 160 | subcritical | operating | 2005 | N/A | N/A | 37.5328 | 121.3149 | china
huaneng shandong power generation co ltd yantai power plant | 160 | subcritical | operating | 2005 | N/A | N/A | 37.5328 | 121.3149 | china
huaneng shandong power generation co ltd yantai power plant | 160 | subcritical | operating | 2006 | N/A | N/A | 37.5328 | 121.3149 | china
huaneng yingkou thermal power co ltd | 350 | supercritical | pre-permit | 2026 | N/A | N/A | 40.5809 | 122.1913 | china
huaneng yingkou thermal power co ltd | 350 | supercritical | pre-permit | 2026 | N/A | N/A | 40.5809 | 122.1913 | china
huaneng yingkou thermal power co ltd | 350 | subcritical | operating | 2009 | N/A | N/A | 40.5809 | 122.1913 | china
huaneng yingkou thermal power co ltd | 350 | subcritical | operating | 2009 | N/A | N/A | 40.5809 | 122.1913 | china
huaneng hunan yueyang power generation co ltd | 600 | ultra-supercritical | operating | 2011 | N/A | N/A | 29.4498 | 113.1623 | china
huaneng hunan yueyang power generation co ltd | 600 | ultra-supercritical | operating | 2012 | N/A | N/A | 29.4498 | 113.1623 | china
huaneng international power co ltd yueyang power plant | 300 | subcritical | operating | 2006 | N/A | N/A | 29.4498 | 113.1623 | china
huaneng international power co ltd yueyang power plant | 300 | subcritical | operating | 2006 | N/A | N/A | 29.4498 | 113.1623 | china
huaneng hunan yueyang power generation co ltd | 362.5 | subcritical | operating | 1992 | N/A | N/A | 29.4498 | 113.1623 | china
huaneng hunan yueyang power generation co ltd | 362.5 | subcritical | operating | 1992 | N/A | N/A | 29.4498 | 113.1623 | china
huaneng hunan yueyang power generation co ltd | 1000 | ultra-supercritical | cancelled | N/A | N/A | N/A | 29.4498 | 113.1623 | china
huaneng hunan yueyang power generation co ltd | 1000 | ultra-supercritical | cancelled | N/A | N/A | N/A | 29.4498 | 113.1623 | china
huaneng zhanhua thermal power co ltd | 1000 | supercritical | cancelled | N/A | N/A | N/A | 37.6843 | 118.111 | china
huaneng zhanhua thermal power co ltd | 1000 | supercritical | cancelled | N/A | N/A | N/A | 37.6843 | 118.111 | china
huaneng zhanhua thermal power co ltd | 165 | subcritical | retired | 2005 | 2022 | N/A | 37.6843 | 118.111 | china
huaneng zhanhua thermal power co ltd | 165 | subcritical | retired | 2005 | 2022 | N/A | 37.6843 | 118.111 | china
huaneng zhanhua thermal power co ltd | 125 | subcritical | retired | 1976 | 2009 | N/A | 37.6843 | 118.111 | china
huaneng zhanhua thermal power co ltd | 125 | subcritical | retired | 1977 | 2009 | N/A | 37.6843 | 118.111 | china
north united power corp | 1200 | unknown | cancelled | N/A | N/A | N/A | 42.8 | 113.8 | china
datang huangdao power generation co ltd | 135 | subcritical | retired | 1978 | 2009 | N/A | 36.0383 | 120.2194 | china
datang huangdao power generation co ltd | 135 | subcritical | retired | 1980 | 2009 | N/A | 36.0383 | 120.2194 | china
datang huangdao power generation co ltd | 225 | subcritical | retired | 1990 | 2023 | N/A | 36.0383 | 120.2194 | china
datang huangdao power generation co ltd | 225 | subcritical | operating | 1990 | N/A | N/A | 36.0383 | 120.2194 | china
datang huangdao power generation co ltd | 680 | supercritical | operating | 2006 | N/A | N/A | 36.0383 | 120.2194 | china
datang huangdao power generation co ltd | 680 | supercritical | operating | 2007 | N/A | N/A | 36.0383 | 120.2194 | china
huanggang chenming pulp&paper co ltd | 125 | unknown | construction | N/A | N/A | N/A | 30.5723 | 115.017 | china
huanggang chenming pulp&paper co ltd | 125 | unknown | construction | N/A | N/A | N/A | 30.5723 | 115.017 | china
huanggang chenming pulp&paper co ltd | 50 | unknown | cancelled | N/A | N/A | N/A | 30.4246 | 114.9829 | china
huanggang chenming pulp&paper co ltd | 50 | unknown | cancelled | N/A | N/A | N/A | 30.4246 | 114.9829 | china
sichuan huadian huangjuezhuang power generation co ltd | 200 | subcritical | retired | 1993 | 2014 | N/A | 28.7184 | 104.5562 | china
sichuan huadian huangjuezhuang power generation co ltd | 200 | subcritical | retired | 1994 | 2014 | N/A | 28.7184 | 104.5562 | china
guodian huangjinbu power co ltd | 1000 | ultra-supercritical | cancelled | N/A | N/A | N/A | 28.4513 | 116.8605 | china
guodian huangjinbu power co ltd | 1000 | ultra-supercritical | cancelled | N/A | N/A | N/A | 28.4513 | 116.8605 | china
guodian huangjinbu power co ltd | 650 | supercritical | operating | 2007 | N/A | N/A | 28.4513 | 116.8605 | china
guodian huangjinbu power co ltd | 650 | supercritical | operating | 2007 | N/A | N/A | 28.4513 | 116.8605 | china
huangling mining industry coal gangue power generation co ltd | 300 | subcritical | operating | 2015 | N/A | N/A | 35.6603 | 108.9229 | china
huangling mining industry coal gangue power generation co ltd | 300 | subcritical | operating | 2015 | N/A | N/A | 35.6603 | 108.9229 | china
huangling mining industry coal gangue power generation co ltd | 50 | unknown | operating | 2007 | N/A | N/A | 35.6558 | 109.0618 | china
huangling mining industry coal gangue power generation co ltd | 50 | unknown | operating | 2007 | N/A | N/A | 35.6558 | 109.0618 | china
huangling mining industry coal gangue power generation co ltd | 300 | subcritical | cancelled | N/A | N/A | N/A | 35.6603 | 108.9229 | china
huangling mining industry coal gangue power generation co ltd | 300 | subcritical | cancelled | N/A | N/A | N/A | 35.6603 | 108.9229 | china
huangshi thermal power branch of huadian hubei power generation co ltd | 50 | subcritical | retired | 1960 | 2006 | N/A | 30.2286 | 115.0752 | china
huangshi thermal power branch of huadian hubei power generation co ltd | 50 | subcritical | retired | 1963 | 2006 | N/A | 30.2286 | 115.0752 | china
huangshi thermal power branch of huadian hubei power generation co ltd | 75 | subcritical | retired | 1975 | 2007 | N/A | 30.2286 | 115.0752 | china
huangshi thermal power branch of huadian hubei power generation co ltd | 75 | subcritical | retired | 1976 | 2007 | N/A | 30.2286 | 115.0752 | china
huangshi thermal power branch of huadian hubei power generation co ltd | 200 | subcritical | retired | 1993 | 2017 | N/A | 30.2286 | 115.0752 | china
huangshi thermal power branch of huadian hubei power generation co ltd | 330 | subcritical | operating | 2010 | N/A | N/A | 30.2286 | 115.0752 | china
huaneng jinan huangtai power generation co ltd | 325 | subcritical | retired | 1960 | 2010 | N/A | 36.7078 | 117.088 | china
huaneng jinan huangtai power generation co ltd | 350 | supercritical | operating | 2011 | N/A | N/A | 36.7078 | 117.088 | china
huaneng jinan huangtai power generation co ltd | 330 | subcritical | operating | 1987 | N/A | N/A | 36.7078 | 117.088 | china
huaneng jinan huangtai power generation co ltd | 330 | subcritical | operating | 1990 | N/A | N/A | 36.7078 | 117.088 | china
huaneng jinan huangtai power generation co ltd | 350 | supercritical | operating | 2011 | N/A | N/A | 36.7078 | 117.088 | china
guoneng yili energy co ltd | 660 | unknown | cancelled | N/A | N/A | N/A | 39.667 | 111.2226 | china
guoneng yili energy co ltd | 660 | unknown | cancelled | N/A | N/A | N/A | 39.667 | 111.2226 | china
inner mongolia huaning thermal power co ltd | 150 | subcritical | operating | 2007 | N/A | N/A | 41.0192 | 113.1591 | china
inner mongolia huaning thermal power co ltd | 150 | subcritical | operating | 2007 | N/A | N/A | 41.0192 | 113.1591 | china
guangdong yuedian huaqing coal gasification combined cycle power generation co ltd | 120 | IGCC | cancelled | N/A | N/A | N/A | 22.255 | 113.0683 | china
guangdong yuedian huaqing coal gasification combined cycle power generation co ltd | 400 | IGCC | cancelled | N/A | N/A | N/A | 22.255 | 113.0683 | china
guangdong yuedian huaqing coal gasification combined cycle power generation co ltd | 400 | IGCC | cancelled | N/A | N/A | N/A | 22.255 | 113.0683 | china
guangdong yuedian huaqing coal gasification combined cycle power generation co ltd | 400 | IGCC | cancelled | N/A | N/A | N/A | 22.255 | 113.0683 | china
harbin zhengye thermal power co ltd | 80 | unknown | shelved | N/A | N/A | N/A | 45.7513 | 126.73 | china
harbin zhengye thermal power co ltd | 80 | unknown | shelved | N/A | N/A | N/A | 45.7513 | 126.73 | china
shanxi huarui coal industry co ltd | 350 | supercritical | cancelled | N/A | N/A | N/A | 37.0075 | 111.4506 | china
shanxi huarui coal industry co ltd | 350 | supercritical | cancelled | N/A | N/A | N/A | 37.0075 | 111.4506 | china
shandong huasheng jiangquan thermoelectricity co ltd | 350 | supercritical | construction | N/A | N/A | N/A | 34.9454 | 118.313 | china
shandong huasheng jiangquan thermoelectricity co ltd | 350 | supercritical | construction | N/A | N/A | N/A | 34.9454 | 118.313 | china
huawei hotan power generation co ltd | 300 | unknown | cancelled | N/A | N/A | N/A | 37.1676 | 79.9056 | china
huawei hotan power generation co ltd | 300 | unknown | cancelled | N/A | N/A | N/A | 37.1676 | 79.9056 | china
huawei hotan power generation co ltd | 135 | unknown | operating | 2015 | N/A | N/A | 37.1676 | 79.9056 | china
huawei hotan power generation co ltd | 135 | unknown | operating | 2015 | N/A | N/A | 37.1676 | 79.9056 | china
xinjiang huayi jinlong thermal power co ltd | 100 | unknown | operating | 2016 | N/A | N/A | 44.4505 | 84.9699 | china
xinjiang huayi jinlong thermal power co ltd | 100 | unknown | operating | 2017 | N/A | N/A | 44.4505 | 84.9699 | china
datang huayin zhuzhou electricity generate co ltd | 1000 | ultra-supercritical | construction | N/A | N/A | N/A | 27.4669 | 113.1249 | china
datang huayin zhuzhou electricity generate co ltd | 1000 | ultra-supercritical | construction | N/A | N/A | N/A | 27.4669 | 113.1249 | china
datang huayin zhuzhou electricity generate co ltd | 125 | subcritical | retired | 1993 | 2008 | N/A | 27.8581 | 113.1199 | china
datang huayin zhuzhou electricity generate co ltd | 125 | subcritical | retired | 1994 | 2008 | N/A | 27.8581 | 113.1199 | china
datang huayin zhuzhou electricity generate co ltd | 340 | subcritical | operating | 2004 | N/A | N/A | 27.8581 | 113.1199 | china
datang huayin zhuzhou electricity generate co ltd | 340 | subcritical | operating | 2004 | N/A | N/A | 27.8581 | 113.1199 | china
guodian shenneng sichuan huayingshan power generation co ltd | 50 | subcritical | retired | 1978 | 2009 | N/A | 30.8883 | 107.0508 | china
guodian shenneng sichuan huayingshan power generation co ltd | 50 | subcritical | retired | 1979 | 2009 | N/A | 30.8883 | 107.0508 | china
guodian shenneng sichuan huayingshan power generation co ltd | 110 | subcritical | retired | 1980 | 2009 | N/A | 30.8883 | 107.0508 | china
guodian shenneng sichuan huayingshan power generation co ltd | 110 | subcritical | retired | 1982 | 2009 | N/A | 30.8883 | 107.0508 | china
guodian shenneng sichuan huayingshan power generation co ltd | 300 | subcritical | operating | 2006 | N/A | N/A | 30.8883 | 107.0508 | china
guodian shenneng sichuan huayingshan power generation co ltd | 300 | subcritical | operating | 2006 | N/A | N/A | 30.8883 | 107.0508 | china
renhua huayue gangue electric power ltd | 60 | unknown | operating | 2005 | N/A | N/A | 25.0144 | 113.5961 | china
renhua huayue gangue electric power ltd | 60 | unknown | operating | 2005 | N/A | N/A | 25.0144 | 113.5961 | china
shanxi huaze aluminum & power co ltd | 300 | subcritical | operating | 2005 | N/A | N/A | 35.6586 | 110.6691 | china
shanxi huaze aluminum & power co ltd | 300 | subcritical | operating | 2005 | N/A | N/A | 35.6586 | 110.6691 | china
shanxi huaze aluminum & power co ltd | 350 | supercritical | cancelled | N/A | N/A | N/A | 35.6586 | 110.6691 | china
shanxi huaze aluminum & power co ltd | 350 | supercritical | cancelled | N/A | N/A | N/A | 35.6586 | 110.6691 | china
henan jingneng huazhou thermal power co ltd | 350 | supercritical | operating | 2020 | N/A | N/A | 35.5283 | 114.5756 | china
henan jingneng huazhou thermal power co ltd | 350 | supercritical | operating | 2021 | N/A | N/A | 35.5283 | 114.5756 | china
hubei energy group ezhou power generation co ltd | 650 | supercritical | operating | 2009 | N/A | N/A | 30.5518 | 114.642 | china
hubei energy group ezhou power generation co ltd | 650 | supercritical | operating | 2009 | N/A | N/A | 30.5518 | 114.642 | china
hubei energy group ezhou power generation co ltd | 1000 | ultra-supercritical | operating | 2019 | N/A | N/A | 30.5518 | 114.642 | china
hubei energy group ezhou power generation co ltd | 1000 | ultra-supercritical | operating | 2019 | N/A | N/A | 30.5518 | 114.642 | china
hubei energy group ezhou power generation co ltd | 330 | subcritical | operating | 1999 | N/A | N/A | 30.5518 | 114.642 | china
hubei energy group ezhou power generation co ltd | 330 | subcritical | operating | 2000 | N/A | N/A | 30.5518 | 114.642 | china
hubei energy group ezhou power generation co ltd | 1000 | ultra-supercritical | construction | 2025 | N/A | N/A | 30.5518 | 114.642 | china
hubei energy group ezhou power generation co ltd | 1000 | ultra-supercritical | construction | 2026 | N/A | N/A | 30.5518 | 114.642 | china
qianjiang zhengdeluxe aluminum & electricity co ltd | 60 | subcritical | operating | 2004 | N/A | N/A | 30.1914 | 112.6051 | china
qianjiang zhengdeluxe aluminum & electricity co ltd | 60 | subcritical | operating | 2005 | N/A | N/A | 30.1914 | 112.6051 | china
qianjiang zhengdeluxe aluminum & electricity co ltd | 60 | subcritical | operating | 2005 | N/A | N/A | 30.1914 | 112.6051 | china
hubei energy group xiangyang yicheng power generation co ltd | 1000 | ultra-supercritical | operating | 2023 | N/A | N/A | 31.7818 | 112.1295 | china
hubei energy group xiangyang yicheng power generation co ltd | 1000 | ultra-supercritical | operating | 2023 | N/A | N/A | 31.7818 | 112.1295 | china
confluence river power plant of hulunbuir antai thermal power co ltd | 55 | subcritical | operating | 1993 | N/A | N/A | 49.2836 | 120.8357 | china
confluence river power plant of hulunbuir antai thermal power co ltd | 55 | subcritical | operating | 1993 | N/A | N/A | 49.2836 | 120.8357 | china
confluence river power plant of hulunbuir antai thermal power co ltd | 350 | unknown | operating | 2023 | N/A | N/A | 49.2836 | 120.8357 | china
confluence river power plant of hulunbuir antai thermal power co ltd | 50 | unknown | operating | 2023 | N/A | N/A | 49.2836 | 120.8357 | china
inner mongolia huineng group changtan power generation co ltd | 660 | ultra-supercritical | construction | 2026 | N/A | N/A | 39.6126 | 111.1857 | china
inner mongolia huineng group changtan power generation co ltd | 660 | ultra-supercritical | construction | 2026 | N/A | N/A | 39.6126 | 111.1857 | china
inner mongolia huineng group changtan power generation co ltd | 660 | ultra-supercritical | operating | 2023 | N/A | N/A | 39.6126 | 111.1857 | china
inner mongolia huineng group changtan power generation co ltd | 660 | ultra-supercritical | operating | 2023 | N/A | N/A | 39.6126 | 111.1857 | china
inner mongolia huineng group mengnan power generation co ltd | 60 | unknown | operating | 2006 | N/A | N/A | 39.3859 | 110.4037 | china
inner mongolia huineng group mengnan power generation co ltd | 60 | unknown | operating | 2006 | N/A | N/A | 39.3859 | 110.4037 | china
sanmenxia vientiane industrial co ltd | 135 | subcritical | operating | 2005 | N/A | N/A | 34.7337 | 111.0823 | china
sanmenxia vientiane industrial co ltd | 135 | subcritical | operating | 2005 | N/A | N/A | 34.7337 | 111.0823 | china
guoneng (huizhou) thermal power co ltd | 50 | subcritical | cancelled | N/A | N/A | N/A | 22.7531 | 114.6268 | china
guoneng (huizhou) thermal power co ltd | 50 | subcritical | cancelled | N/A | N/A | N/A | 22.7531 | 114.6268 | china
guoneng (huizhou) thermal power co ltd | 350 | subcritical | cancelled | N/A | N/A | N/A | 22.7531 | 114.6268 | china
guoneng (huizhou) thermal power co ltd | 350 | subcritical | cancelled | N/A | N/A | N/A | 22.7531 | 114.6268 | china
guoneng (huizhou) thermal power co ltd | 330 | subcritical | operating | 2010 | N/A | N/A | 22.7531 | 114.6268 | china
guoneng (huizhou) thermal power co ltd | 330 | subcritical | operating | 2010 | N/A | N/A | 22.7531 | 114.6268 | china
liaoning datang international huludao thermal power co ltd | 350 | supercritical | operating | 2020 | N/A | N/A | 40.7465 | 120.9617 | china
liaoning datang international huludao thermal power co ltd | 350 | supercritical | operating | 2020 | N/A | N/A | 40.7465 | 120.9617 | china
inner mongolia guohua hulun buir power generation co ltd | 660 | unknown | cancelled | N/A | N/A | N/A | 49.3485 | 119.7199 | china
inner mongolia guohua hulun buir power generation co ltd | 660 | unknown | cancelled | N/A | N/A | N/A | 49.3485 | 119.7199 | china
inner mongolia guohua hulun buir power generation co ltd | 600 | supercritical | operating | 2010 | N/A | N/A | 49.3482 | 119.7203 | china
inner mongolia guohua hulun buir power generation co ltd | 600 | supercritical | operating | 2010 | N/A | N/A | 49.3482 | 119.7203 | china
national energy group baoqing power generation co ltd | 1000 | ultra-supercritical | cancelled | N/A | N/A | N/A | 27.2014 | 111.396 | china
national energy group baoqing power generation co ltd | 1000 | ultra-supercritical | cancelled | N/A | N/A | N/A | 27.2014 | 111.396 | china
national energy group baoqing power generation co ltd | 660 | supercritical | operating | 2011 | N/A | N/A | 27.2014 | 111.396 | china
national energy group baoqing power generation co ltd | 660 | supercritical | operating | 2012 | N/A | N/A | 27.2014 | 111.396 | china
hunan chuangyuan power generation co ltd | 300 | subcritical | retired | 2006 | 2016 | N/A | 29.1974 | 111.5597 | china
hunan chuangyuan power generation co ltd | 300 | subcritical | retired | 2006 | 2016 | N/A | 29.1974 | 111.5597 | china
huarun power (lianyuan) co ltd | 300 | subcritical | operating | 2009 | N/A | N/A | 27.7661 | 111.8931 | china
huarun power (lianyuan) co ltd | 300 | subcritical | operating | 2009 | N/A | N/A | 27.7661 | 111.8931 | china
hunan yingyi cogeneration co ltd | 38 | unknown | cancelled | N/A | N/A | N/A | 29.6181 | 113.3834 | china
hunan yingyi cogeneration co ltd | 38 | unknown | cancelled | N/A | N/A | N/A | 29.6181 | 113.3834 | china
hunan yingyi cogeneration co ltd | 38 | unknown | cancelled | N/A | N/A | N/A | 29.6181 | 113.3834 | china
hunan yingyi cogeneration co ltd | 38 | unknown | cancelled | N/A | N/A | N/A | 29.6181 | 113.3834 | china
hunan yongxing county multipurpose utilization power plant co ltd | 60 | subcritical | retired | 2008 | 2014 | N/A | 26.126 | 113.116 | china
hunan yongxing county multipurpose utilization power plant co ltd | 60 | subcritical | retired | 2009 | 2014 | N/A | 26.126 | 113.116 | china
hunan yongxing county multipurpose utilization power plant co ltd | 135 | subcritical | cancelled | N/A | N/A | N/A | 26.127 | 113.116 | china
hunan yongxing county multipurpose utilization power plant co ltd | 135 | subcritical | cancelled | N/A | N/A | N/A | 26.127 | 113.116 | china
datang jilin power generation co ltd hunchun thermal power branch | 600 | supercritical | cancelled | N/A | N/A | N/A | 42.8956 | 130.2897 | china
datang jilin power generation co ltd hunchun thermal power branch | 330 | subcritical | operating | 2006 | N/A | N/A | 42.8956 | 130.2897 | china
datang jilin power generation co ltd hunchun thermal power branch | 330 | subcritical | operating | 2006 | N/A | N/A | 42.8956 | 130.2897 | china
datang jilin power generation co ltd hunchun thermal power branch | 100 | subcritical | retired | 1989 | 2007 | N/A | 42.8956 | 130.2897 | china
datang jilin power generation co ltd hunchun thermal power branch | 100 | subcritical | retired | 1989 | 2007 | N/A | 42.8956 | 130.2897 | china
baishan thermal power co ltd | 300 | subcritical | operating | 2007 | N/A | N/A | 41.9664 | 126.4524 | china
baishan thermal power co ltd | 300 | subcritical | operating | 2008 | N/A | N/A | 41.9664 | 126.4524 | china
hunjiang power generation company, jilin power share co ltd | 100 | subcritical | retired | 1978 | 2007 | N/A | 41.9664 | 126.4524 | china
hunjiang power generation company, jilin power share co ltd | 100 | subcritical | retired | 1979 | 2007 | N/A | 41.9664 | 126.4524 | china
hunjiang power generation company, jilin power share co ltd | 200 | subcritical | retired | 1991 | 2007 | N/A | 41.9664 | 126.4524 | china
hunjiang power generation company, jilin power share co ltd | 215 | subcritical | retired | 1997 | 2021 | N/A | 41.9664 | 126.4524 | china
tongliao huolinhe pithead power generation co ltd | 1200 | unknown | cancelled | N/A | N/A | N/A | 45.5079 | 119.6505 | china
tongliao huolinhe pithead power generation co ltd | 600 | subcritical | operating | 2008 | N/A | N/A | 45.5079 | 119.6505 | china
tongliao huolinhe pithead power generation co ltd | 600 | subcritical | operating | 2008 | N/A | N/A | 45.5079 | 119.6505 | china
innermongolia jinlian aluminum material limited co | 660 | supercritical | cancelled | N/A | N/A | N/A | 45.4098 | 119.5967 | china
innermongolia jinlian aluminum material limited co | 660 | supercritical | cancelled | N/A | N/A | N/A | 45.4098 | 119.5967 | china
innermongolia jinlian aluminum material limited co | 660 | supercritical | cancelled | N/A | N/A | N/A | 45.4098 | 119.5967 | china
innermongolia jinlian aluminum material limited co | 660 | supercritical | cancelled | N/A | N/A | N/A | 45.4098 | 119.5967 | china
innermongolia jinlian aluminum material limited co | 660 | supercritical | operating | 2015 | N/A | N/A | 45.4098 | 119.5967 | china
innermongolia jinlian aluminum material limited co | 660 | supercritical | operating | 2015 | N/A | N/A | 45.4098 | 119.5967 | china
innermongolia jinlian aluminum material limited co | 660 | supercritical | operating | 2017 | N/A | N/A | 45.4098 | 119.5967 | china
innermongolia jinlian aluminum material limited co | 660 | supercritical | operating | 2020 | N/A | N/A | 45.4098 | 119.5967 | china
innermongolia jinlian aluminum material limited co | 200 | subcritical | operating | 2013 | N/A | N/A | 45.4098 | 119.5967 | china
innermongolia jinlian aluminum material limited co | 200 | subcritical | operating | 2013 | N/A | N/A | 45.4098 | 119.5967 | china
an hui wenergy co ltd | 660 | unknown | cancelled | N/A | N/A | N/A | 32.1633 | 116.1703 | china
an hui wenergy co ltd | 660 | unknown | cancelled | N/A | N/A | N/A | 32.1633 | 116.1703 | china
national energy group shanxi electric power co ltd huozhou power plant | 600 | supercritical | operating | 2012 | N/A | N/A | 36.5183 | 111.6823 | china
national energy group shanxi electric power co ltd huozhou power plant | 600 | supercritical | operating | 2012 | N/A | N/A | 36.5183 | 111.6823 | china
national energy group shanxi electric power co ltd huozhou power plant | 100 | subcritical | retired | 1976 | 2007 | N/A | 36.5183 | 111.6823 | china
national energy group shanxi electric power co ltd huozhou power plant | 100 | subcritical | retired | 1978 | 2007 | N/A | 36.5183 | 111.6823 | china
national energy group shanxi electric power co ltd huozhou power plant | 100 | subcritical | retired | 1973 | 2008 | N/A | 36.5183 | 111.6823 | china
national energy group shanxi electric power co ltd huozhou power plant | 100 | subcritical | retired | 1974 | 2007 | N/A | 36.5183 | 111.6823 | china
datang shaanxi power generation co ltd xi'an thermal power plant | 300 | subcritical | operating | 2005 | N/A | N/A | 34.0742 | 108.6185 | china
datang shaanxi power generation co ltd xi'an thermal power plant | 300 | subcritical | operating | 2005 | N/A | N/A | 34.0742 | 108.6185 | china
datang shaanxi power generation co ltd huxian thermal power plant | 50 | subcritical | retired | 1977 | 2008 | N/A | 34.0742 | 108.6185 | china
datang shaanxi power generation co ltd huxian thermal power plant | 50 | subcritical | retired | 1978 | 2008 | N/A | 34.0742 | 108.6185 | china
datang shaanxi power generation co ltd huxian thermal power plant | 50 | subcritical | retired | 1978 | 2008 | N/A | 34.0742 | 108.6185 | china
huyanghe jinyan thermal power co ltd | 160 | unknown | construction | N/A | N/A | N/A | 44.7903 | 84.8681 | china
huyanghe jinyan thermal power co ltd | 160 | unknown | construction | N/A | N/A | N/A | 44.7903 | 84.8681 | china
huyanghe jinyan thermal power co ltd | 40 | unknown | construction | N/A | N/A | N/A | 44.7903 | 84.8681 | china
huyanghe jinyan thermal power co ltd | 40 | unknown | construction | N/A | N/A | N/A | 44.7903 | 84.8681 | china
yining nangang thermal power co ltd | 135 | subcritical | operating | 2015 | N/A | N/A | 43.949 | 81.4762 | china
yining nangang thermal power co ltd | 135 | subcritical | operating | 2016 | N/A | N/A | 43.949 | 81.4762 | china
yili xintian coal chemical co | 50 | unknown | operating | 2016 | N/A | N/A | 44.062 | 81.1886 | china
yili xintian coal chemical co | 50 | unknown | operating | 2016 | N/A | N/A | 44.062 | 81.1886 | china
yili xintian coal chemical co | 50 | unknown | operating | 2016 | N/A | N/A | 44.062 | 81.1886 | china
yili xintian coal chemical co | 50 | unknown | operating | 2016 | N/A | N/A | 44.062 | 81.1886 | china
inner mongolia changcheng power generation co ltd | 1000 | ultra-supercritical | operating | 2023 | N/A | N/A | 38.2497 | 106.6579 | china
inner mongolia changcheng power generation co ltd | 1000 | ultra-supercritical | operating | 2023 | N/A | N/A | 38.2497 | 106.6579 | china
inner mongolia energy group baotou xiguitu power generation co ltd | 660 | ultra-supercritical | permitted | 2026 | N/A | N/A | 40.6665 | 110.1037 | china
inner mongolia energy group baotou xiguitu power generation co ltd | 660 | ultra-supercritical | permitted | 2026 | N/A | N/A | 40.6665 | 110.1037 | china
inner mongolia energy power generation xing'an thermal power co ltd | 340 | subcritical | operating | 2015 | N/A | N/A | 46.0943 | 122.0227 | china
inner mongolia energy power generation xing'an thermal power co ltd | 340 | subcritical | operating | 2016 | N/A | N/A | 46.0943 | 122.0227 | china
shandong energy inner mongolia shenglu electric power co ltd | 1000 | ultra-supercritical | operating | 2020 | N/A | N/A | 38.3738 | 106.7826 | china
shandong energy inner mongolia shenglu electric power co ltd | 1000 | ultra-supercritical | operating | 2020 | N/A | N/A | 38.3738 | 106.7826 | china
inner mongolia energy power generation investment group co ltd xilin thermal power plant | 350 | supercritical | operating | 2018 | N/A | N/A | 43.9844 | 116.1306 | china
inner mongolia energy power generation investment group co ltd xilin thermal power plant | 350 | supercritical | operating | 2019 | N/A | N/A | 43.9844 | 116.1306 | china
inner mongolia energy power generation investment group co ltd xilin thermal power plant | 300 | subcritical | operating | 2007 | N/A | N/A | 43.9844 | 116.1306 | china
inner mongolia energy power generation investment group co ltd xilin thermal power plant | 300 | subcritical | operating | 2007 | N/A | N/A | 43.9844 | 116.1306 | china
inner mongolia yindong dongfang energy chemical engineering co ltd | 50 | unknown | operating | 2009 | N/A | N/A | 39.7012 | 110.8514 | china
inner mongolia yindong dongfang energy chemical engineering co ltd | 50 | unknown | operating | 2009 | N/A | N/A | 39.7012 | 110.8514 | china
huaneng hulunbeier energy development co ltd | 600 | unknown | cancelled | N/A | N/A | N/A | 49.444 | 117.769 | china
huaneng hulunbeier energy development co ltd | 600 | unknown | cancelled | N/A | N/A | N/A | 49.444 | 117.769 | china
daxing'anling electric power industry bureau | 135 | unknown | operating | 2021 | N/A | N/A | 50.4273 | 124.1698 | china
daxing'anling electric power industry bureau | 135 | unknown | operating | 2021 | N/A | N/A | 50.4273 | 124.1698 | china
heilongjiang province xinma thermoelectricity group co ltd | 80 | subcritical | cancelled | N/A | N/A | N/A | 50.4273 | 124.1698 | china
heilongjiang province xinma thermoelectricity group co ltd | 80 | subcritical | cancelled | N/A | N/A | N/A | 50.4273 | 124.1698 | china
heilongjiang province xinma thermoelectricity group co ltd | 80 | subcritical | cancelled | N/A | N/A | N/A | 50.4273 | 124.1698 | china
xinjiang jiaheng cogen co ltd | 55 | CFB | construction | N/A | N/A | N/A | 40.5588 | 81.2555 | china
xinjiang jiaheng cogen co ltd | 55 | CFB | construction | N/A | N/A | N/A | 40.5588 | 81.2555 | china
xinjiang jiaheng cogen co ltd | 55 | CFB | construction | N/A | N/A | N/A | 40.5588 | 81.2555 | china
jiamusi zhongheng thermal power co ltd | 75 | unknown | operating | 2012 | N/A | N/A | 46.8168 | 130.2887 | china
jiamusi zhongheng thermal power co ltd | 50 | unknown | operating | 2017 | N/A | N/A | 46.8168 | 130.2887 | china
huadian energy co ltd jiamusi thermal power plant | 100 | subcritical | retired | 1978 | 2009 | N/A | 46.8322 | 130.4033 | china
huadian energy co ltd jiamusi thermal power plant | 100 | subcritical | retired | 1979 | 2009 | N/A | 46.8322 | 130.4033 | china
huadian energy co ltd jiamusi thermal power plant | 100 | subcritical | retired | 1989 | 2009 | N/A | 46.8322 | 130.4033 | china
huadian energy co ltd jiamusi thermal power plant | 100 | subcritical | retired | 1990 | 2009 | N/A | 46.8322 | 130.4033 | china
datang jiamusi no.2 power plant | 50 | subcritical | retired | 1973 | 2007 | N/A | 46.8317 | 130.4042 | china
datang jiamusi no.2 power plant | 50 | subcritical | retired | 1974 | 2007 | N/A | 46.8317 | 130.4042 | china
datang jiamusi no.2 power plant | 100 | subcritical | retired | 1988 | 2007 | N/A | 46.8317 | 130.4042 | china
huadian energy co ltd jiamusi thermal power plant | 300 | subcritical | operating | 2008 | N/A | N/A | 46.8317 | 130.4042 | china
huadian energy co ltd jiamusi thermal power plant | 300 | subcritical | operating | 2008 | N/A | N/A | 46.8317 | 130.4042 | china
guodian jiangsu jianbi power generation co ltd | 100 | subcritical | retired | 1970 | 2007 | N/A | 32.1769 | 119.5755 | china
guodian jiangsu jianbi power generation co ltd | 100 | subcritical | retired | 1973 | 2007 | N/A | 32.1769 | 119.5755 | china
guodian jiangsu jianbi power generation co ltd | 50 | subcritical | retired | 1967 | 2007 | N/A | 32.1769 | 119.5755 | china
guodian jiangsu jianbi power generation co ltd | 100 | subcritical | retired | 1970 | 2007 | N/A | 32.1769 | 119.5755 | china
guodian jiangsu jianbi power generation co ltd | 50 | subcritical | retired | 1966 | 2007 | N/A | 32.1769 | 119.5755 | china
guodian jiangsu jianbi power generation co ltd | 330 | subcritical | retired | 1979 | 2017 | N/A | 32.1769 | 119.5755 | china
guodian jiangsu jianbi power generation co ltd | 330 | subcritical | retired | 1987 | 2017 | N/A | 32.1769 | 119.5755 | china
guodian jiangsu jianbi power generation co ltd | 660 | ultra-supercritical | announced | N/A | N/A | N/A | 32.1769 | 119.5755 | china
guodian jiangsu jianbi power generation co ltd | 660 | ultra-supercritical | announced | N/A | N/A | N/A | 32.1769 | 119.5755 | china
guodian jiangsu jianbi power generation co ltd | 660 | ultra-supercritical | announced | N/A | N/A | N/A | 32.1769 | 119.5755 | china
guodian jiangsu jianbi power generation co ltd | 660 | ultra-supercritical | announced | N/A | N/A | N/A | 32.1769 | 119.5755 | china
guodian jiangsu jianbi power generation co ltd | 1000 | ultra-supercritical | operating | 2012 | N/A | N/A | 32.1769 | 119.5755 | china
guodian jiangsu jianbi power generation co ltd | 1000 | ultra-supercritical | operating | 2012 | N/A | N/A | 32.1769 | 119.5755 | china
guodian jiangsu jianbi power generation co ltd | 330 | subcritical | operating | 2002 | N/A | N/A | 32.1769 | 119.5755 | china
guodian jiangsu jianbi power generation co ltd | 330 | subcritical | operating | 2004 | N/A | N/A | 32.1769 | 119.5755 | china
guodian jiangsu jianbi power generation co ltd | 330 | subcritical | retired | 1988 | 2017 | N/A | 32.1769 | 119.5755 | china
guodian jiangsu jianbi power generation co ltd | 330 | subcritical | retired | 1987 | 2017 | N/A | 32.1769 | 119.5755 | china
huaneng chongqing luohuang power generation co ltd | 1000 | ultra-supercritical | cancelled | N/A | N/A | N/A | 29.2906 | 106.2542 | china
huaneng chongqing luohuang power generation co ltd | 1000 | ultra-supercritical | cancelled | N/A | N/A | N/A | 29.2906 | 106.2542 | china
hubei energy group jiangling power generation co ltd | 660 | ultra-supercritical | construction | N/A | N/A | N/A | 30.0912 | 112.3106 | china
hubei energy group jiangling power generation co ltd | 660 | ultra-supercritical | construction | N/A | N/A | N/A | 30.0912 | 112.3106 | china
hubei huadian jiangling power generation co ltd | 660 | ultra-supercritical | operating | 2017 | N/A | N/A | 30.0912 | 112.3106 | china
hubei huadian jiangling power generation co ltd | 660 | ultra-supercritical | operating | 2018 | N/A | N/A | 30.0912 | 112.3106 | china
jiangsu guohua chenjiagang power generation co ltd | 1000 | unknown | cancelled | N/A | N/A | N/A | 34.4243 | 119.7976 | china
jiangsu guohua chenjiagang power generation co ltd | 1000 | unknown | cancelled | N/A | N/A | N/A | 34.4243 | 119.7976 | china
jiangsu guohua chenjiagang power generation co ltd | 660 | supercritical | operating | 2011 | N/A | N/A | 34.4243 | 119.7976 | china
jiangsu guohua chenjiagang power generation co ltd | 660 | supercritical | operating | 2011 | N/A | N/A | 34.4243 | 119.7976 | china
suneng (xilinguole) power generation co ltd | 1000 | ultra-supercritical | construction | 2025 | N/A | N/A | 45.9559 | 119.1065 | china
suneng (xilinguole) power generation co ltd | 1000 | ultra-supercritical | construction | 2025 | N/A | N/A | 45.9559 | 119.1065 | china
jiangsu energy investment co ltd | 660 | ultra-supercritical | cancelled | N/A | N/A | N/A | 44.5725 | 116.7395 | china
jiangsu energy investment co ltd | 660 | ultra-supercritical | cancelled | N/A | N/A | N/A | 44.5725 | 116.7395 | china
jiangsu guoxin shazhou power generation co ltd | 1000 | ultra-supercritical | construction | 2025 | N/A | N/A | 31.9857 | 120.6844 | china
jiangsu guoxin shazhou power generation co ltd | 1000 | ultra-supercritical | construction | 2025 | N/A | N/A | 31.9857 | 120.6844 | china
jiangsu hongbo thermal power co., ltd. co ltd | 32 | CFB | permitted | 2025 | N/A | N/A | 31.4879 | 119.3034 | china
jiangsu hongbo thermal power co., ltd. co ltd | 32 | CFB | permitted | N/A | N/A | N/A | 31.4879 | 119.3034 | china
jiangsu suyan jingshen co ltd | 30 | unknown | operating | 2008 | N/A | N/A | 33.5214 | 119.1132 | china
jiangsu suyan jingshen co ltd | 30 | unknown | operating | 2008 | N/A | N/A | 33.5214 | 119.1132 | china
jiangsu lee & man paper manufacturing co ltd | 30 | unknown | operating | 2003 | N/A | N/A | 31.7533 | 121.005 | china
jiangsu lee & man paper manufacturing co ltd | 60 | unknown | operating | 2006 | N/A | N/A | 31.7533 | 121.005 | china
jiangsu lee & man paper manufacturing co ltd | 60 | unknown | operating | 2007 | N/A | N/A | 31.7533 | 121.005 | china
jiangsu nanre power generation co ltd | 600 | supercritical | operating | 2010 | N/A | N/A | 32.2079 | 118.7531 | china
jiangsu nanre power generation co ltd | 600 | supercritical | operating | 2011 | N/A | N/A | 32.2079 | 118.7531 | china
jiangsu nantong power generation co ltd | 1000 | ultra-supercritical | operating | 2014 | N/A | N/A | 32.0321 | 120.7696 | china
jiangsu nantong power generation co ltd | 1000 | ultra-supercritical | operating | 2014 | N/A | N/A | 32.0321 | 120.7696 | china
huaneng international power jiangsu energy development co ltd nantong power plant | 350 | subcritical | operating | 1999 | N/A | N/A | 32.0321 | 120.7696 | china
huaneng international power jiangsu energy development co ltd nantong power plant | 350 | subcritical | operating | 1999 | N/A | N/A | 32.0321 | 120.7696 | china
huaneng nantong huaneng power generation co ltd | 352 | subcritical | retired | 1989 | 2019 | N/A | 32.0321 | 120.7696 | china
huaneng nantong huaneng power generation co ltd | 352 | subcritical | retired | 1990 | 2020 | N/A | 32.0321 | 120.7696 | china
jiangsu oji paper co ltd | 40 | subcritical | operating | 2010 | N/A | N/A | 31.8268 | 120.9535 | china
jiangsu oji paper co ltd | 40 | subcritical | operating | 2010 | N/A | N/A | 31.8268 | 120.9535 | china
jiangsu sheyanggang power generation co ltd | 660 | ultra-supercritical | operating | 2011 | N/A | N/A | 33.8185 | 120.4633 | china
jiangsu sheyanggang power generation co ltd | 660 | ultra-supercritical | operating | 2013 | N/A | N/A | 33.8185 | 120.4633 | china
jiangsu sheyanggang power generation co ltd | 137.5 | subcritical | retired | 1992 | 2008 | N/A | 33.8185 | 120.4633 | china
jiangsu sheyanggang power generation co ltd | 137.5 | subcritical | retired | 1992 | 2008 | N/A | 33.8185 | 120.4633 | china
jiangsu sheyanggang power generation co ltd | 137.5 | subcritical | retired | 1992 | 2008 | N/A | 33.8185 | 120.4633 | china
jiangsu sheyanggang power generation co ltd | 137.5 | subcritical | retired | 1992 | 2008 | N/A | 33.8185 | 120.4633 | china
jiangsu sheyanggang power generation co ltd | 1000 | ultra-supercritical | operating | 2023 | N/A | N/A | 33.8185 | 120.4633 | china
jiangsu sheyanggang power generation co ltd | 1000 | ultra-supercritical | operating | 2023 | N/A | N/A | 33.8185 | 120.4633 | china
jiangsu zhenjiang generator co ltd | 140 | subcritical | retired | 2000 | 2010 | N/A | 32.1858 | 119.2709 | china
jiangsu zhenjiang generator co ltd | 140 | subcritical | retired | 2000 | 2010 | N/A | 32.1858 | 119.2709 | china
jiangsu zhenjiang generator co ltd | 140 | subcritical | operating | 2003 | N/A | N/A | 32.1858 | 119.2709 | china
jiangsu zhenjiang generator co ltd | 140 | subcritical | operating | 2003 | N/A | N/A | 32.1858 | 119.2709 | china
jiangsu zhenjiang generator co ltd | 630 | supercritical | operating | 2005 | N/A | N/A | 32.1858 | 119.2709 | china
jiangsu zhenjiang generator co ltd | 630 | supercritical | operating | 2006 | N/A | N/A | 32.1858 | 119.2709 | china
hebei construction & investment group co ltd | 350 | supercritical | cancelled | N/A | N/A | N/A | 40.0366 | 111.1427 | china
hebei construction & investment group co ltd | 350 | supercritical | cancelled | N/A | N/A | N/A | 40.0366 | 111.1427 | china
jiangyin thermal power co ltd | 50 | unknown | retired | 1987 | 2018 | N/A | 31.8436 | 120.4103 | china
jiangyin thermal power co ltd | 50 | unknown | retired | 1988 | 2018 | N/A | 31.8436 | 120.4103 | china
jiangyin thermal power co ltd | 50 | unknown | operating | 2003 | N/A | N/A | 31.8436 | 120.4103 | china
jiangyin sulong thermal power co ltd | 137.5 | subcritical | operating | 1995 | N/A | N/A | 31.9198 | 120.2052 | china
jiangyin sulong thermal power co ltd | 137.5 | subcritical | operating | 1995 | N/A | N/A | 31.9198 | 120.2052 | china
jiangyin sulong thermal power co ltd | 140 | subcritical | operating | 2003 | N/A | N/A | 31.9198 | 120.2052 | china
jiangyin sulong thermal power co ltd | 140 | subcritical | operating | 2003 | N/A | N/A | 31.9198 | 120.2052 | china
jiangyin sulong thermal power co ltd | 330 | subcritical | operating | 2004 | N/A | N/A | 31.9198 | 120.2052 | china
jiangyin sulong thermal power co ltd | 330 | subcritical | operating | 2005 | N/A | N/A | 31.9198 | 120.2052 | china
jiangyin zhoubei thermoelectricity co., ltd. co ltd | 70 | subcritical | permitted | 2026 | N/A | N/A | 31.8773 | 120.4163 | china
jiangyin zhoubei thermoelectricity co., ltd. co ltd | 70 | subcritical | permitted | 2026 | N/A | N/A | 31.8773 | 120.4163 | china
guoneng sichuan energy co ltd jiangyou power plant | 50 | subcritical | retired | N/A | 2007 | N/A | 31.8038 | 104.7681 | china
guoneng sichuan energy co ltd jiangyou power plant | 50 | subcritical | retired | N/A | 2007 | N/A | 31.8038 | 104.7681 | china
guoneng sichuan energy co ltd jiangyou power plant | 50 | subcritical | retired | N/A | 2008 | N/A | 31.8038 | 104.7681 | china
guoneng sichuan energy co ltd jiangyou power plant | 50 | subcritical | retired | N/A | 2008 | N/A | 31.8038 | 104.7681 | china
guoneng sichuan energy co ltd jiangyou power plant | 330 | subcritical | operating | 1990 | N/A | N/A | 31.8038 | 104.7681 | china
guoneng sichuan energy co ltd jiangyou power plant | 330 | subcritical | operating | 1991 | N/A | N/A | 31.8038 | 104.7681 | china
sichuan bashu jiangyou coal-fired power generation co ltd | 300 | subcritical | operating | 2005 | N/A | N/A | 31.8038 | 104.7681 | china
sichuan bashu jiangyou coal-fired power generation co ltd | 300 | subcritical | operating | 2006 | N/A | N/A | 31.8038 | 104.7681 | china
jianli fenghui public resources investment management co ltd | 80 | unknown | operating | 2024 | N/A | N/A | 30.5714 | 115.0171 | china
jianli fenghui public resources investment management co ltd | 80 | unknown | operating | 2024 | N/A | N/A | 30.5714 | 115.0171 | china
hengyang king board chemical co ltd | 60 | subcritical | operating | 2023 | N/A | N/A | 26.9922 | 112.6432 | china
huaneng power international inc | 1000 | supercritical | cancelled | N/A | N/A | N/A | 26.6582 | 119.525 | china
huaneng power international inc | 1000 | supercritical | cancelled | N/A | N/A | N/A | 26.6582 | 119.525 | china
jiao zuo wan fang aluminum manufacturing co ltd | 125 | subcritical | retired | 1994 | 2011 | N/A | 35.2508 | 113.3696 | china
jiao zuo wan fang aluminum manufacturing co ltd | 125 | subcritical | retired | 1996 | 2011 | N/A | 35.2508 | 113.3696 | china
jiaozuo jinguan jiahua power co ltd | 135 | subcritical | operating | 2003 | N/A | N/A | 35.2498 | 113.3725 | china
jiaozuo jinguan jiahua power co ltd | 135 | subcritical | operating | 2004 | N/A | N/A | 35.2498 | 113.3725 | china
jiao zuo wan fang aluminum manufacturing co ltd | 350 | subcritical | operating | 2013 | N/A | N/A | 35.2508 | 113.3696 | china
jiao zuo wan fang aluminum manufacturing co ltd | 350 | subcritical | operating | 2013 | N/A | N/A | 35.2508 | 113.3696 | china
china resources power jiaozuo co ltd | 135 | subcritical | retired | 2004 | 2015 | N/A | 35.221 | 113.1022 | china
china resources power jiaozuo co ltd | 135 | subcritical | retired | 2004 | 2015 | N/A | 35.221 | 113.1022 | china
china resources power jiaozuo co ltd | 660 | ultra-supercritical | operating | 2014 | N/A | N/A | 35.221 | 113.1022 | china
china resources power jiaozuo co ltd | 660 | ultra-supercritical | operating | 2015 | N/A | N/A | 35.221 | 113.1022 | china
cpi henan power limited co | 1000 | ultra-supercritical | operating | 2019 | N/A | N/A | 35.1885 | 112.8876 | china
cpi henan power limited co | 1000 | ultra-supercritical | operating | 2020 | N/A | N/A | 35.1885 | 112.8876 | china
cpi henan power limited co | 100 | subcritical | retired | 1973 | 2008 | N/A | 35.282 | 113.0074 | china
cpi henan power limited co | 100 | subcritical | retired | 1975 | 2008 | N/A | 35.282 | 113.0074 | china
jiaozuo kepco power co ltd | 50 | subcritical | operating | 2006 | N/A | N/A | 35.1245 | 113.3889 | china
jiaozuo kepco power co ltd | 50 | subcritical | operating | 2006 | N/A | N/A | 35.1245 | 113.3889 | china
jiangsu shangdian jiawang power generation co ltd | 135 | subcritical | retired | 2003 | 2009 | N/A | 34.4236 | 117.4332 | china
jiangsu shangdian jiawang power generation co ltd | 135 | subcritical | retired | 2003 | 2009 | N/A | 34.4236 | 117.4332 | china
jiangsu shangdian jiawang power generation co ltd | 135 | subcritical | retired | 2003 | 2009 | N/A | 34.4236 | 117.4332 | china
jiangsu shangdian jiawang power generation co ltd | 135 | subcritical | retired | 2004 | 2009 | N/A | 34.4236 | 117.4332 | china
zhejiang zheneng jiahua power generator co ltd | 1000 | ultra-supercritical | operating | 2011 | N/A | N/A | 30.628 | 121.1442 | china
zhejiang zheneng jiahua power generator co ltd | 1000 | ultra-supercritical | operating | 2011 | N/A | N/A | 30.628 | 121.1442 | china
zhejiang zheneng jiahua power generator co ltd | 600 | subcritical | operating | 2004 | N/A | N/A | 30.628 | 121.1442 | china
zhejiang zheneng jiahua power generator co ltd | 600 | subcritical | operating | 2004 | N/A | N/A | 30.628 | 121.1442 | china
zhejiang zheneng jiahua power generator co ltd | 600 | subcritical | operating | 2005 | N/A | N/A | 30.628 | 121.1442 | china
zhejiang zheneng jiahua power generator co ltd | 600 | subcritical | operating | 2005 | N/A | N/A | 30.628 | 121.1442 | china
zhejiang zheneng jiaxing power co ltd | 330 | subcritical | operating | 1995 | N/A | N/A | 30.628 | 121.1442 | china
zhejiang zheneng jiaxing power co ltd | 300 | subcritical | operating | 1995 | N/A | N/A | 30.628 | 121.1442 | china
zhejiang zheneng jiahua power generator co ltd | 1000 | ultra-supercritical | construction | N/A | N/A | N/A | 30.628 | 121.1442 | china
zhejiang zheneng jiahua power generator co ltd | 1000 | ultra-supercritical | construction | 2025 | N/A | N/A | 30.628 | 121.1442 | china
jiaxing xinjia aisi thermoelectricity co ltd | 50 | unknown | operating | 2006 | N/A | N/A | 30.8441 | 120.7193 | china
jiaxing xinjia aisi thermoelectricity co ltd | 50 | unknown | operating | 2011 | N/A | N/A | 30.8441 | 120.7193 | china
jiayuguan hongsheng electric heat co ltd | 350 | supercritical | operating | 2012 | N/A | N/A | 39.8461 | 98.2113 | china
jiayuguan hongsheng electric heat co ltd | 350 | supercritical | operating | 2013 | N/A | N/A | 39.8461 | 98.2113 | china
jiayuguan hongsheng electric heat co ltd | 350 | supercritical | operating | 2015 | N/A | N/A | 39.8461 | 98.2113 | china
jiayuguan hongsheng electric heat co ltd | 350 | supercritical | operating | 2015 | N/A | N/A | 39.8461 | 98.2113 | china
shanxi chongguang power generation co ltd | 350 | supercritical | operating | 2020 | N/A | N/A | 37.1065 | 111.9956 | china
shanxi chongguang power generation co ltd | 350 | supercritical | operating | 2021 | N/A | N/A | 37.1065 | 111.9956 | china
china power investment qianzhan gangdian co ltd | 1000 | ultra-supercritical | cancelled | N/A | N/A | N/A | 22.9355 | 116.3917 | china
china power investment qianzhan gangdian co ltd | 1000 | ultra-supercritical | cancelled | N/A | N/A | N/A | 22.9355 | 116.3917 | china
china power investment qianzhan gangdian co ltd | 1000 | ultra-supercritical | construction | 2026 | N/A | N/A | 22.9355 | 116.3917 | china
china power investment qianzhan gangdian co ltd | 1000 | ultra-supercritical | construction | 2027 | N/A | N/A | 22.9355 | 116.3917 | china
guangxi baikuang chaoyuan power generation co ltd | 660 | ultra-supercritical | permitted | 2025 | N/A | N/A | 23.7862 | 106.8198 | china
guangxi baikuang chaoyuan power generation co ltd | 660 | ultra-supercritical | permitted | 2025 | N/A | N/A | 23.7862 | 106.8198 | china
jilin jihua group co | 50 | subcritical | operating | 1984 | N/A | 2016 | 43.9039 | 126.5978 | china
jilin jihua group co | 50 | subcritical | operating | 1994 | N/A | 2016 | 43.9039 | 126.5978 | china
guoneng jilin longhua thermal power co ltd jilin thermal power plant | 35 | subcritical | retired | N/A | 2011 | N/A | 43.8996 | 126.5701 | china
guoneng jilin longhua thermal power co ltd jilin thermal power plant | 220 | subcritical | operating | 1988 | N/A | 2024 | 43.8996 | 126.5701 | china
guoneng jilin longhua thermal power co ltd jilin thermal power plant | 220 | subcritical | operating | 1989 | N/A | 2024 | 43.8996 | 126.5701 | china
guoneng jilin longhua thermal power co ltd jilin thermal power plant | 350 | supercritical | permitted | 2026 | N/A | N/A | 43.8996 | 126.5701 | china
guoneng jilin longhua thermal power co ltd jilin thermal power plant | 350 | supercritical | permitted | 2026 | N/A | N/A | 43.8996 | 126.5701 | china
guoneng jilin longhua thermal power co ltd jilin thermal power plant | 35 | subcritical | retired | N/A | 2011 | N/A | 43.8996 | 126.5701 | china
guoneng jilin longhua thermal power co ltd jilin thermal power plant | 35 | subcritical | retired | N/A | 2011 | N/A | 43.8996 | 126.5701 | china
guoneng jilin longhua thermal power co ltd jilin thermal power plant | 35 | subcritical | retired | N/A | 2011 | N/A | 43.8996 | 126.5701 | china
guoneng jilin longhua thermal power co ltd jilin thermal power plant | 65 | subcritical | retired | N/A | 2011 | N/A | 43.8996 | 126.5701 | china
guoneng jilin longhua thermal power co ltd jilin thermal power plant | 65 | subcritical | retired | N/A | 2011 | N/A | 43.8996 | 126.5701 | china
guoneng jilin longhua thermal power co ltd jilin thermal power plant | 65 | subcritical | retired | 1959 | 2013 | N/A | 43.8996 | 126.5701 | china
guoneng jilin longhua thermal power co ltd jilin thermal power plant | 125 | subcritical | operating | 2000 | N/A | 2024 | 43.8996 | 126.5701 | china
guoneng jilin longhua thermal power co ltd jilin thermal power plant | 125 | subcritical | operating | 2001 | N/A | 2024 | 43.8996 | 126.5701 | china
guoneng jilin longhua thermal power co ltd jilin thermal power plant | 50 | subcritical | retired | 1960 | 2013 | N/A | 43.8996 | 126.5701 | china
guoneng jilin longhua thermal power co ltd jilin thermal power plant | 50 | subcritical | retired | 1960 | 2013 | N/A | 43.8996 | 126.5701 | china
jilin dongfang electric power co ltd | 50 | subcritical | permitted | N/A | N/A | N/A | 43.8562 | 126.5854 | china
jilin dongfang electric power co ltd | 50 | subcritical | permitted | N/A | N/A | N/A | 43.8423 | 126.6131 | china
jilin dongfang electric power co ltd | 50 | subcritical | permitted | N/A | N/A | N/A | 43.8423 | 126.6131 | china
jilin dongguan thermoelectricity plant | 50 | subcritical | operating | 2003 | N/A | N/A | 43.8562 | 126.5854 | china
jilin jihua group co | 31 | subcritical | operating | 2003 | N/A | N/A | 43.9408 | 126.5376 | china
guoneng jilin jiangnan thermal power co ltd | 330 | supercritical | cancelled | N/A | N/A | N/A | 43.7936 | 126.5896 | china
guoneng jilin jiangnan thermal power co ltd | 330 | supercritical | cancelled | N/A | N/A | N/A | 43.7936 | 126.5896 | china
guoneng jilin jiangnan thermal power co ltd | 330 | subcritical | operating | 2010 | N/A | N/A | 43.7936 | 126.5896 | china
guoneng jilin jiangnan thermal power co ltd | 330 | subcritical | operating | 2011 | N/A | N/A | 43.7936 | 126.5896 | china
jilin qifeng chemical fiber co ltd | 40 | subcritical | cancelled | N/A | N/A | N/A | 43.9822 | 126.4786 | china
jilin yuanyuan thermal power co ltd | 30 | subcritical | operating | 2017 | N/A | N/A | 43.8071 | 126.4789 | china
jilin yuanyuan thermal power co ltd | 80 | subcritical | shelved | N/A | N/A | N/A | 43.8071 | 126.4789 | china
jilin yuanyuan thermal power co ltd | 80 | subcritical | shelved | N/A | N/A | N/A | 43.8071 | 126.4789 | china
xinjiang zhundong wucaiwan beisan power plant co ltd | 660 | ultra-supercritical | cancelled | N/A | N/A | N/A | 44.8014 | 89.1928 | china
xinjiang zhundong wucaiwan beisan power plant co ltd | 660 | ultra-supercritical | cancelled | N/A | N/A | N/A | 44.8014 | 89.1928 | china
xinjiang zhundong wucaiwan beisan power plant co ltd | 660 | ultra-supercritical | operating | 2021 | N/A | N/A | 44.8014 | 89.1928 | china
xinjiang zhundong wucaiwan beisan power plant co ltd | 660 | ultra-supercritical | operating | 2022 | N/A | N/A | 44.8014 | 89.1928 | china
huawei hotan power generation co ltd | 2000 | unknown | cancelled | N/A | N/A | N/A | 44 | 89.181 | china
jinan thermal power group co ltd | 660 | ultra-supercritical | construction | 2024 | N/A | N/A | 36.5345 | 116.7759 | china
jinan thermal power group co ltd | 660 | ultra-supercritical | construction | 2024 | N/A | N/A | 36.5345 | 116.7759 | china
jinan thermoelectricity co ltd | 50 | CFB | construction | N/A | N/A | N/A | 37.0026 | 117.1629 | china
north suburb thermal power branch of jinan thermal power group co ltd | 50 | unknown | operating | 2007 | N/A | N/A | 36.7064 | 117.0007 | china
north suburb thermal power branch of jinan thermal power group co ltd | 50 | unknown | operating | 1992 | N/A | N/A | 36.707 | 117.001 | china
gansu power investment jinchang power generation co ltd | 330 | subcritical | operating | 2013 | N/A | N/A | 38.501 | 102.2698 | china
gansu power investment jinchang power generation co ltd | 330 | subcritical | operating | 2014 | N/A | N/A | 38.501 | 102.2698 | china
huadian gansu energy co ltd | 1000 | ultra-supercritical | construction | N/A | N/A | N/A | 38.3643 | 102.0973 | china
huadian gansu energy co ltd | 1000 | ultra-supercritical | construction | N/A | N/A | N/A | 38.3643 | 102.0973 | china
xinjiang jinchuan thermal power co ltd | 135 | unknown | operating | 2016 | N/A | N/A | 42.1472 | 86.5134 | china
xinjiang jinchuan thermal power co ltd | 135 | unknown | operating | 2016 | N/A | N/A | 42.1472 | 86.5134 | china
jinchuan group thermal power co ltd | 150 | subcritical | operating | 2008 | N/A | N/A | 38.4906 | 102.1679 | china
jinchuan group thermal power co ltd | 150 | subcritical | operating | 2008 | N/A | N/A | 38.4906 | 102.1679 | china
jingbian county jingxin thermal power co ltd | 660 | unknown | pre-permit | N/A | N/A | N/A | 37.6459 | 108.914 | china
jingbian county jingxin thermal power co ltd | 660 | unknown | pre-permit | N/A | N/A | N/A | 37.6459 | 108.914 | china
state power investment corporation jiangxi electric power co ltd jingdezhen power plant | 175 | unknown | retired | 2004 | 2009 | N/A | 29.1872 | 117.085 | china
state power investment corporation jiangxi electric power co ltd jingdezhen power plant | 125 | subcritical | retired | 1994 | 2009 | N/A | 29.1872 | 117.085 | china
state power investment corporation jiangxi electric power co ltd jingdezhen power plant | 125 | subcritical | retired | 1995 | 2009 | N/A | 29.1872 | 117.085 | china
state power investment corporation jiangxi electric power co ltd jingdezhen power plant | 50 | subcritical | retired | 1976 | 2007 | N/A | 29.1872 | 117.085 | china
state power investment corporation jiangxi electric power co ltd jingdezhen power plant | 50 | subcritical | retired | 1977 | 2007 | N/A | 29.1872 | 117.085 | china
state power investment corporation jiangxi electric power co ltd jingdezhen power plant | 660 | ultra-supercritical | operating | 2011 | N/A | N/A | 29.1872 | 117.085 | china
state power investment corporation jiangxi electric power co ltd jingdezhen power plant | 660 | ultra-supercritical | operating | 2010 | N/A | N/A | 29.1872 | 117.085 | china
huaneng power international inc jinggangshan power plant | 660 | ultra-supercritical | operating | 2009 | N/A | N/A | 27.0469 | 115.0202 | china
huaneng power international inc jinggangshan power plant | 660 | ultra-supercritical | operating | 2009 | N/A | N/A | 27.0469 | 115.0202 | china
huaneng power international inc jinggangshan power plant | 300 | subcritical | operating | 2000 | N/A | N/A | 27.0475 | 115.0204 | china
huaneng power international inc jinggangshan power plant | 300 | subcritical | operating | 2001 | N/A | N/A | 27.0475 | 115.0204 | china
inner mongolia jinghai coal gangue power co ltd | 330 | subcritical | operating | 2010 | N/A | N/A | 39.6584 | 106.862 | china
inner mongolia jinghai coal gangue power co ltd | 330 | subcritical | operating | 2010 | N/A | N/A | 39.6584 | 106.862 | china
inner mongolia jingke power co ltd | 330 | subcritical | operating | 2010 | N/A | N/A | 44.9819 | 121.4244 | china
inner mongolia jingke power co ltd | 350 | supercritical | operating | 2023 | N/A | N/A | 44.9819 | 121.4244 | china
inner mongolia jingke power co ltd | 660 | supercritical | cancelled | N/A | N/A | N/A | 44.9819 | 121.4244 | china
sinopec jinling petrochemical corp | 60 | subcritical | retired | 1991 | 2023 | N/A | 32.1544 | 118.9065 | china
sinopec jinling petrochemical corp | 60 | subcritical | retired | 1991 | 2023 | N/A | 32.1544 | 118.9065 | china
sinopec jinling petrochemical corp | 100 | subcritical | operating | 1992 | N/A | N/A | 32.1544 | 118.9065 | china
inner mongolia jinglong power co ltd | 600 | subcritical | operating | 2007 | N/A | N/A | 40.4031 | 113.1539 | china
inner mongolia jinglong power co ltd | 600 | subcritical | operating | 2007 | N/A | N/A | 40.4031 | 113.1539 | china
guoneng changyuan jingmen power generation co ltd | 640 | supercritical | operating | 2006 | N/A | N/A | 31.037 | 112.2307 | china
guoneng changyuan jingmen power generation co ltd | 640 | supercritical | operating | 2006 | N/A | N/A | 31.037 | 112.2307 | china
guoneng changyuan jingmen power generation co ltd | 220 | subcritical | retired | 1982 | 2012 | N/A | 31.037 | 112.2307 | china
guoneng changyuan jingmen power generation co ltd | 220 | subcritical | retired | 1983 | 2012 | N/A | 31.037 | 112.2307 | china
guoneng changyuan jingmen power generation co ltd | 100 | subcritical | retired | 1979 | 2008 | N/A | 31.037 | 112.2307 | china
guoneng changyuan jingmen power generation co ltd | 100 | subcritical | retired | 1979 | 2008 | N/A | 31.037 | 112.2307 | china
guoneng changyuan jingmen power generation co ltd | 100 | subcritical | retired | 1979 | 2008 | N/A | 31.037 | 112.2307 | china
guoneng changyuan jingmen power generation co ltd | 660 | ultra-supercritical | cancelled | N/A | N/A | N/A | 31.037 | 112.2307 | china
guoneng changyuan jingmen power generation co ltd | 660 | ultra-supercritical | cancelled | N/A | N/A | N/A | 31.037 | 112.2307 | china
beijing energy group co ltd | 1000 | ultra-supercritical | cancelled | N/A | N/A | N/A | 42.1833 | 116.4667 | china
beijing energy group co ltd | 1000 | ultra-supercritical | cancelled | N/A | N/A | N/A | 42.1833 | 116.4667 | china
inner mongolia jingneng shuangxin power generation co ltd | 350 | supercritical | operating | 2019 | N/A | N/A | 39.9035 | 106.7821 | china
inner mongolia jingneng shuangxin power generation co ltd | 350 | supercritical | operating | 2019 | N/A | N/A | 39.9035 | 106.7821 | china
shanxi jingtong thermal power co ltd | 350 | supercritical | cancelled | N/A | N/A | N/A | 40.078 | 112.6983 | china
shanxi jingtong thermal power co ltd | 350 | supercritical | cancelled | N/A | N/A | N/A | 40.078 | 112.6983 | china
huaneng jingtai thermal power co ltd | 1000 | supercritical | cancelled | N/A | N/A | N/A | 37.2328 | 104.169 | china
huaneng jingtai thermal power co ltd | 1000 | supercritical | cancelled | N/A | N/A | N/A | 37.2328 | 104.169 | china
huaneng jingtai thermal power co ltd | 660 | supercritical | operating | 2009 | N/A | N/A | 37.2328 | 104.169 | china
huaneng jingtai thermal power co ltd | 660 | supercritical | operating | 2009 | N/A | N/A | 37.2328 | 104.169 | china
guangxi jingui pulp & paper co ltd | 150 | subcritical | operating | 2010 | N/A | N/A | 21.7267 | 108.6939 | china
guangxi jingui pulp & paper co ltd | 150 | subcritical | operating | 2011 | N/A | N/A | 21.7267 | 108.6939 | china
guangxi xinfa aluminum power co ltd | 360 | supercritical | operating | 2014 | N/A | N/A | 23.2677 | 106.3854 | china
guangxi xinfa aluminum power co ltd | 360 | supercritical | cancelled | N/A | N/A | N/A | 23.2677 | 106.3854 | china
guangxi xinfa aluminum power co ltd | 155 | subcritical | operating | 2009 | N/A | N/A | 23.2677 | 106.3854 | china
guangxi xinfa aluminum power co ltd | 155 | subcritical | operating | 2009 | N/A | N/A | 23.2677 | 106.3854 | china
guangxi xinfa aluminum power co ltd | 155 | subcritical | operating | 2008 | N/A | N/A | 23.2677 | 106.3854 | china
guodian jingyuan power generation co ltd | 220 | subcritical | operating | 1989 | N/A | N/A | 36.7294 | 104.7627 | china
guodian jingyuan power generation co ltd | 220 | subcritical | operating | 1990 | N/A | N/A | 36.7294 | 104.7627 | china
guodian jingyuan power generation co ltd | 220 | subcritical | operating | 1991 | N/A | N/A | 36.7294 | 104.7627 | china
guodian jingyuan power generation co ltd | 220 | subcritical | operating | 1992 | N/A | N/A | 36.7294 | 104.7627 | china
guodian jingyuan power generation co ltd | 1000 | unknown | cancelled | N/A | N/A | N/A | 36.7294 | 104.7627 | china
guodian jingyuan power generation co ltd | 1000 | unknown | cancelled | N/A | N/A | N/A | 36.7294 | 104.7627 | china
jingyuan second power generation co ltd | 320 | subcritical | operating | 1996 | N/A | N/A | 36.7308 | 104.7593 | china
jingyuan second power generation co ltd | 320 | subcritical | operating | 1997 | N/A | N/A | 36.7308 | 104.7593 | china
jingyuan second power generation co ltd | 300 | subcritical | operating | 2006 | N/A | N/A | 36.7308 | 104.7593 | china
jingyuan second power generation co ltd | 300 | subcritical | operating | 2007 | N/A | N/A | 36.7308 | 104.7593 | china
guodian changyuan jingzhou thermal power co ltd | 350 | supercritical | operating | 2023 | N/A | N/A | 30.297 | 112.3091 | china
guodian changyuan jingzhou thermal power co ltd | 350 | supercritical | operating | 2023 | N/A | N/A | 30.297 | 112.3091 | china
chn energy changyuan electric power co ltd | 60 | subcritical | retired | 1989 | 2009 | N/A | 30.297 | 112.3091 | china
chn energy changyuan electric power co ltd | 55 | subcritical | retired | 1998 | 2009 | N/A | 30.297 | 112.3091 | china
guodian changyuan jingzhou thermal power co ltd | 330 | subcritical | operating | 2009 | N/A | N/A | 30.297 | 112.3091 | china
guodian changyuan jingzhou thermal power co ltd | 330 | subcritical | operating | 2009 | N/A | N/A | 30.297 | 112.3091 | china
hainan jinhai pulp & paper co ltd | 150 | subcritical | operating | 2004 | N/A | N/A | 19.7726 | 109.1841 | china
hainan jinhai pulp & paper co ltd | 150 | subcritical | operating | 2004 | N/A | N/A | 19.7726 | 109.1841 | china
xinjiang jinhui zhaofeng energy co., ltd. ltd co | 350 | supercritical | operating | 2023 | N/A | N/A | 41.7204 | 81.6684 | china
xinjiang jinhui zhaofeng energy co., ltd. ltd co | 350 | supercritical | operating | 2023 | N/A | N/A | 41.7204 | 81.6684 | china
inner mongolia jingning thermal power co ltd | 660 | ultra-supercritical | operating | 2022 | N/A | N/A | 41.0533 | 113.1533 | china
inner mongolia jingning thermal power co ltd | 660 | ultra-supercritical | operating | 2023 | N/A | N/A | 41.0533 | 113.1533 | china
inner mongolia jingning thermal power co ltd | 350 | supercritical | operating | 2016 | N/A | N/A | 41.0533 | 113.1533 | china
inner mongolia jingning thermal power co ltd | 350 | supercritical | operating | 2016 | N/A | N/A | 41.0533 | 113.1533 | china
yangcheng power plant of shandong jinkuang luneng coal power co ltd | 150 | subcritical | operating | 2009 | N/A | N/A | 35.7727 | 116.3194 | china
yangcheng power plant of shandong jinkuang luneng coal power co ltd | 150 | subcritical | operating | 2009 | N/A | N/A | 35.7727 | 116.3194 | china
fujian jinjiang thermoelectricity co ltd | 50 | subcritical | operating | 2024 | N/A | N/A | 24.6853 | 118.4525 | china
fujian jinjiang thermoelectricity co ltd | 350 | supercritical | cancelled | N/A | N/A | N/A | 24.6853 | 118.4525 | china
fujian jinjiang thermoelectricity co ltd | 50 | subcritical | operating | 2006 | N/A | N/A | 24.6853 | 118.4525 | china
fujian jinjiang thermoelectricity co ltd | 50 | subcritical | operating | 2006 | N/A | N/A | 24.6853 | 118.4525 | china
shaanxi guohua jinjie energy corp | 660 | ultra-supercritical | operating | 2020 | N/A | N/A | 38.7369 | 110.1661 | china
shaanxi guohua jinjie energy corp | 660 | ultra-supercritical | operating | 2020 | N/A | N/A | 38.7369 | 110.1661 | china
shaanxi guohua jinjie energy corp | 600 | subcritical | operating | 2007 | N/A | N/A | 38.7368 | 110.1661 | china
shaanxi guohua jinjie energy corp | 600 | subcritical | operating | 2007 | N/A | N/A | 38.7368 | 110.1661 | china
shaanxi guohua jinjie energy corp | 600 | subcritical | operating | 2006 | N/A | N/A | 38.7368 | 110.1661 | china
shaanxi guohua jinjie energy corp | 600 | subcritical | operating | 2007 | N/A | N/A | 38.7368 | 110.1661 | china
hangzhou jinjiang group co ltd | 350 | unknown | cancelled | N/A | N/A | N/A | 25.4333 | 105.2 | china
hangzhou jinjiang group co ltd | 350 | unknown | cancelled | N/A | N/A | N/A | 25.4333 | 105.2 | china
hangzhou jinjiang group co ltd | 350 | unknown | cancelled | N/A | N/A | N/A | 25.4333 | 105.2 | china
huaneng nanjing jinling power generation co ltd | 1030 | ultra-supercritical | operating | 2009 | N/A | N/A | 32.1718 | 119.0198 | china
huaneng nanjing jinling power generation co ltd | 1030 | ultra-supercritical | operating | 2010 | N/A | N/A | 32.1718 | 119.0198 | china
shanxi guojin electric power co ltd | 350 | supercritical | operating | 2015 | N/A | N/A | 37.354 | 112.0027 | china
shanxi guojin electric power co ltd | 350 | supercritical | operating | 2016 | N/A | N/A | 37.354 | 112.0027 | china
guizhou jinyuan chayuan power generation co ltd | 660 | ultra-supercritical | permitted | 2025 | N/A | N/A | 27.4934 | 106.4492 | china
guizhou jinyuan chayuan power generation co ltd | 660 | ultra-supercritical | shelved | 2025 | N/A | N/A | 27.4934 | 106.4492 | china
guizhou jinyuan chayuan power generation co ltd | 660 | supercritical | operating | 2016 | N/A | N/A | 27.4934 | 106.4492 | china
guizhou jinyuan chayuan power generation co ltd | 660 | supercritical | operating | 2016 | N/A | N/A | 27.4934 | 106.4492 | china
guodian changyuan jingzhou thermal power co ltd | 660 | unknown | cancelled | N/A | N/A | N/A | 30.2967 | 112.3081 | china
guodian changyuan jingzhou thermal power co ltd | 660 | unknown | cancelled | N/A | N/A | N/A | 30.2967 | 112.3081 | china
cpi guizhou jinyuan group co ltd | 660 | ultra-supercritical | permitted | 2027 | N/A | N/A | 27.4197 | 106.2384 | china
cpi guizhou jinyuan group co ltd | 660 | ultra-supercritical | permitted | 2027 | N/A | N/A | 27.4197 | 106.2384 | china
guiyang energy (group) co ltd | 700 | ultra-supercritical | announced | N/A | N/A | N/A | 27.4589 | 106.22 | china
inner mongolia jinshi magnesium industry co ltd | 350 | supercritical | cancelled | N/A | N/A | N/A | 37.6009 | 105.0225 | china
inner mongolia jinshi magnesium industry co ltd | 350 | supercritical | cancelled | N/A | N/A | N/A | 37.6009 | 105.0225 | china
jinxi oil refining chemical general factory thermoelectricity co | 30 | subcritical | retired | N/A | 2016 | N/A | 40.747 | 120.8084 | china
jinxi oil refining chemical general factory thermoelectricity co | 50 | subcritical | operating | 2002 | N/A | N/A | 40.747 | 120.8084 | china
jinxi oil refining chemical general factory thermoelectricity co | 50 | subcritical | operating | 2002 | N/A | N/A | 40.747 | 120.8084 | china
guizhou jinyuan zhijin pingyuan clean energy power generation co ltd | 660 | ultra-supercritical | construction | 2025 | N/A | N/A | 26.4358 | 105.5228 | china
guizhou jinyuan zhijin pingyuan clean energy power generation co ltd | 660 | ultra-supercritical | construction | 2025 | N/A | N/A | 26.4358 | 105.5228 | china
huolin gol city jinyuankou electricity industry co ltd | 50 | subcritical | operating | N/A | N/A | N/A | 45.4616 | 119.5389 | china
huolin gol city jinyuankou electricity industry co ltd | 50 | subcritical | operating | N/A | N/A | N/A | 45.4616 | 119.5389 | china
huolin gol city jinyuankou electricity industry co ltd | 50 | subcritical | operating | N/A | N/A | N/A | 45.4616 | 119.5389 | china
inner mongolia jinyufeng biotechnology co ltd | 100 | subcritical | construction | N/A | N/A | N/A | 43.5851 | 121.3317 | china
inner mongolia jinyufeng biotechnology co ltd | 100 | subcritical | construction | N/A | N/A | N/A | 43.5851 | 121.3317 | china
anping power plant of china coal xiyang energy co ltd | 150 | subcritical | operating | 2007 | N/A | N/A | 37.6425 | 113.6502 | china
anping power plant of china coal xiyang energy co ltd | 150 | subcritical | operating | 2007 | N/A | N/A | 37.6425 | 113.6502 | china
china resources power (jinzhou) co ltd | 200 | subcritical | retired | 1983 | 2014 | N/A | 41.2715 | 121.2506 | china
china resources power (jinzhou) co ltd | 200 | subcritical | retired | 1983 | 2014 | N/A | 41.2715 | 121.2506 | china
china resources power (jinzhou) co ltd | 200 | subcritical | retired | 1984 | 2014 | N/A | 41.2715 | 121.2506 | china
china resources power (jinzhou) co ltd | 200 | subcritical | retired | 1986 | 2014 | N/A | 41.2715 | 121.2506 | china
china resources power (jinzhou) co ltd | 200 | subcritical | retired | 1987 | 2014 | N/A | 41.2715 | 121.2506 | china
china resources power (jinzhou) co ltd | 200 | subcritical | retired | 1988 | 2014 | N/A | 41.2715 | 121.2506 | china
china resources power (jinzhou) co ltd | 660 | ultra-supercritical | operating | 2020 | N/A | N/A | 41.2715 | 121.2506 | china
china resources power (jinzhou) co ltd | 660 | ultra-supercritical | operating | 2021 | N/A | N/A | 41.2715 | 121.2506 | china
liaoning datang international jinzhou thermal power co ltd | 300 | subcritical | operating | 2009 | N/A | N/A | 41.1389 | 121.2163 | china
liaoning datang international jinzhou thermal power co ltd | 300 | subcritical | operating | 2009 | N/A | N/A | 41.1389 | 121.2163 | china
jinzhou binhai new area jingpeng thermal power co ltd | 30 | unknown | operating | 2024 | N/A | N/A | 40.8536 | 121.0427 | china
jinzhou binhai new area jingpeng thermal power co ltd | 30 | unknown | construction | 2024 | N/A | N/A | 40.8536 | 121.0427 | china
hunan huayin electric power co ltd jinzhushan hydropower branch | 50 | subcritical | retired | 1972 | 2007 | N/A | 27.6253 | 111.4824 | china
hunan huayin electric power co ltd jinzhushan hydropower branch | 50 | subcritical | retired | 1972 | 2007 | N/A | 27.6253 | 111.4824 | china
hunan huayin electric power co ltd jinzhushan hydropower branch | 125 | subcritical | retired | 1973 | 2007 | N/A | 27.6253 | 111.4824 | china
hunan huayin electric power co ltd jinzhushan hydropower branch | 125 | subcritical | retired | 1974 | 2007 | N/A | 27.6253 | 111.4824 | china
hunan huayin electric power co ltd jinzhushan hydropower branch | 135 | subcritical | retired | 1979 | 2016 | N/A | 27.6253 | 111.4824 | china
hunan huayin electric power co ltd jinzhushan hydropower branch | 135 | subcritical | retired | 1984 | 2016 | N/A | 27.6253 | 111.4824 | china
hunan huayin electric power co ltd jinzhushan hydropower branch | 650 | subcritical | operating | 2006 | N/A | N/A | 27.6253 | 111.4824 | china
hunan huayin electric power co ltd jinzhushan hydropower branch | 650 | subcritical | operating | 2006 | N/A | N/A | 27.6253 | 111.4824 | china
hunan huayin electric power co ltd jinzhushan hydropower branch | 650 | supercritical | operating | 2009 | N/A | N/A | 27.6253 | 111.4824 | china
jiayuguan hongsheng electric heat co ltd | 300 | subcritical | operating | 2007 | N/A | N/A | 39.795 | 98.3073 | china
jiayuguan hongsheng electric heat co ltd | 125 | subcritical | operating | 2003 | N/A | N/A | 39.7938 | 98.3089 | china
jiayuguan hongsheng electric heat co ltd | 125 | subcritical | operating | 2003 | N/A | N/A | 39.7938 | 98.3089 | china
jiayuguan hongsheng electric heat co ltd | 300 | subcritical | operating | 2007 | N/A | N/A | 39.7938 | 98.3089 | china
jiayuguan hongsheng electric heat co ltd | 350 | supercritical | operating | 2012 | N/A | N/A | 39.7941 | 98.306 | china
jiayuguan hongsheng electric heat co ltd | 350 | supercritical | operating | 2013 | N/A | N/A | 39.7941 | 98.306 | china
jiayuguan hongsheng electric heat co ltd | 300 | unknown | cancelled | N/A | N/A | N/A | 35.332 | 107.367 | china
jiayuguan hongsheng electric heat co ltd | 300 | unknown | cancelled | N/A | N/A | N/A | 35.332 | 107.367 | china
nine dragons paper industries (taicang) co ltd | 135 | subcritical | operating | N/A | N/A | N/A | 31.5913 | 121.2502 | china
nine dragons paper industries (taicang) co ltd | 135 | subcritical | operating | N/A | N/A | N/A | 31.5913 | 121.2502 | china
nine dragons paper industries (taicang) co ltd | 50 | unknown | operating | 2003 | N/A | N/A | 31.5913 | 121.2502 | china
nine dragons paper industries (taicang) co ltd | 50 | unknown | operating | 2004 | N/A | N/A | 31.5913 | 121.2502 | china
nine dragons paper industries (taicang) co ltd | 50 | unknown | operating | 2005 | N/A | N/A | 31.5913 | 121.2502 | china
nine dragons paper industries (taicang) co ltd | 50 | unknown | operating | 2006 | N/A | N/A | 31.5913 | 121.2502 | china
nine dragons paper industries (taicang) co ltd | 60 | unknown | operating | 2011 | N/A | N/A | 31.5913 | 121.2502 | china
nine dragons paper industries (taicang) co ltd | 60 | unknown | operating | 2011 | N/A | N/A | 31.5913 | 121.2502 | china
dongguan nine dragons paper industries co ltd | 60 | unknown | operating | 2008 | N/A | 2023 | 23.035 | 113.5451 | china
dongguan nine dragons paper industries co ltd | 60 | unknown | operating | 2008 | N/A | 2023 | 23.035 | 113.5451 | china
dongguan nine dragons paper industries co ltd | 60 | unknown | operating | 2011 | N/A | 2023 | 23.035 | 113.5451 | china
dongguan nine dragons paper industries co ltd | 60 | unknown | operating | 2011 | N/A | 2023 | 23.035 | 113.5451 | china
dongguan nine dragons paper industries co ltd | 60 | unknown | operating | 2011 | N/A | 2023 | 23.035 | 113.5451 | china
dongguan nine dragons paper industries co ltd | 50 | unknown | operating | 2003 | N/A | 2023 | 23.035 | 113.5451 | china
dongguan nine dragons paper industries co ltd | 210 | unknown | operating | 2005 | N/A | 2023 | 23.035 | 113.5451 | china
gd power jiuquan power generation co ltd | 1000 | unknown | cancelled | N/A | N/A | N/A | 39.6797 | 98.5065 | china
gd power jiuquan power generation co ltd | 1000 | unknown | cancelled | N/A | N/A | N/A | 39.6797 | 98.5065 | china
gd power jiuquan power generation co ltd | 330 | subcritical | operating | 2011 | N/A | N/A | 39.6797 | 98.5065 | china
gd power jiuquan power generation co ltd | 330 | subcritical | operating | 2011 | N/A | N/A | 39.6797 | 98.5065 | china
huaneng jilin power generation co ltd jiutai power plant | 670 | supercritical | operating | 2009 | N/A | N/A | 44.1071 | 125.928 | china
huaneng jilin power generation co ltd jiutai power plant | 670 | supercritical | operating | 2009 | N/A | N/A | 44.1071 | 125.928 | china
huaneng jilin power generation co ltd jiutai power plant | 660 | supercritical | cancelled | N/A | N/A | N/A | 44.1071 | 125.928 | china
huaneng jilin power generation co ltd jiutai power plant | 660 | supercritical | cancelled | N/A | N/A | N/A | 44.1071 | 125.928 | china
heilongjiang longmei jixi mining co ltd | 660 | ultra-supercritical | permitted | N/A | N/A | N/A | 45.196 | 130.905 | china
heilongjiang longmei jixi mining co ltd | 660 | ultra-supercritical | permitted | N/A | N/A | N/A | 45.196 | 130.905 | china
datang jixi co-generation power co ltd | 125 | subcritical | operating | 2003 | N/A | N/A | 45.3449 | 130.865 | china
datang jixi second thermal power co ltd | 300 | subcritical | operating | 2011 | N/A | N/A | 45.3449 | 130.865 | china
datang jixi second thermal power co ltd | 300 | subcritical | operating | 2011 | N/A | N/A | 45.3449 | 130.865 | china
datang jixi co-generation power co ltd | 85 | subcritical | cancelled | N/A | N/A | N/A | 45.3449 | 130.865 | china
datang jixi co-generation power co ltd | 50 | subcritical | retired | 1970 | 2011 | N/A | 45.3449 | 130.865 | china
datang jixi co-generation power co ltd | 125 | subcritical | operating | 2003 | N/A | N/A | 45.3449 | 130.865 | china
jiyang xinhua energy industry co ltd | 30 | CFB | operating | 2004 | N/A | N/A | 36.949 | 117.1669 | china
jiyang xinhua energy industry co ltd | 30 | CFB | operating | 2004 | N/A | N/A | 36.949 | 117.1669 | china
jiyang xinhua energy industry co ltd | 30 | CFB | operating | 2004 | N/A | N/A | 36.949 | 117.1669 | china
jiyang xinhua energy industry co ltd | 30 | CFB | operating | 2004 | N/A | N/A | 36.949 | 117.1669 | china
inner mongolia jiyuan thermal power co ltd | 36 | unknown | operating | 2020 | N/A | N/A | 42.97 | 122.39 | china
inner mongolia jiyuan thermal power co ltd | 36 | unknown | operating | 2019 | N/A | N/A | 42.97 | 122.39 | china
jizhong energy resources co ltd | 300 | subcritical | cancelled | N/A | N/A | N/A | 40.3843 | 107.0044 | china
jizhong energy resources co ltd | 300 | subcritical | cancelled | N/A | N/A | N/A | 40.3843 | 107.0044 | china
juhua group co. thermoelectricity factory | 30 | subcritical | operating | 2015 | N/A | N/A | 28.9022 | 118.8811 | china
juhua group co. thermoelectricity factory | 30 | subcritical | operating | 2021 | N/A | N/A | 28.9022 | 118.8811 | china
juhua group co. thermoelectricity factory | 50 | subcritical | operating | 2024 | N/A | N/A | 28.9022 | 118.8811 | china
juhua group co. thermoelectricity factory | 50 | subcritical | construction | 2024 | N/A | N/A | 28.9022 | 118.8811 | china
juhua group co. thermoelectricity factory | 60 | subcritical | operating | 1991 | N/A | 2024 | 28.9022 | 118.8811 | china
juhua group co. thermoelectricity factory | 60 | subcritical | operating | 1996 | N/A | 2024 | 28.9022 | 118.8811 | china
juhua group co. thermoelectricity factory | 60 | subcritical | operating | 2001 | N/A | N/A | 28.9022 | 118.8811 | china
juhua group co. thermoelectricity factory | 135 | unknown | operating | 2006 | N/A | N/A | 28.9022 | 118.8811 | china
inner mongolia jingtai power co ltd | 660 | ultra-supercritical | operating | 2023 | N/A | N/A | 39.7117 | 111.2005 | china
inner mongolia jingtai power co ltd | 660 | ultra-supercritical | operating | 2023 | N/A | N/A | 39.7117 | 111.2005 | china
inner mongolia jingtai power co ltd | 300 | subcritical | operating | 2010 | N/A | N/A | 39.7117 | 111.2005 | china
inner mongolia jingtai power co ltd | 300 | subcritical | operating | 2010 | N/A | N/A | 39.7117 | 111.2005 | china
tianjin junliangcheng power generation co ltd | 220 | subcritical | retired | 1986 | 2017 | N/A | 39.0531 | 117.4123 | china
tianjin junliangcheng power generation co ltd | 220 | subcritical | retired | 1989 | 2017 | N/A | 39.0531 | 117.4123 | china
tianjin junliangcheng power generation co ltd | 50 | subcritical | retired | 1968 | 2008 | N/A | 39.0531 | 117.4123 | china
tianjin junliangcheng power generation co ltd | 50 | subcritical | retired | 1971 | 2008 | N/A | 39.0531 | 117.4123 | china
tianjin junliangcheng power generation co ltd | 50 | subcritical | retired | 1961 | 2008 | N/A | 39.0531 | 117.4123 | china
tianjin junliangcheng power generation co ltd | 50 | subcritical | retired | 1967 | 2008 | N/A | 39.0531 | 117.4123 | china
tianjin junliangcheng power generation co ltd | 200 | subcritical | retired | 1992 | 2017 | N/A | 39.0531 | 117.4123 | china
tianjin junliangcheng power generation co ltd | 200 | subcritical | retired | 1993 | 2017 | N/A | 39.0531 | 117.4123 | china
tianjin junliangcheng power generation co ltd | 350 | supercritical | operating | 2019 | N/A | N/A | 39.0531 | 117.4123 | china
tianjin junliangcheng power generation co ltd | 350 | supercritical | cancelled | N/A | N/A | N/A | 39.0531 | 117.4123 | china
tianjin junliangcheng power generation co ltd | 350 | subcritical | operating | 2010 | N/A | N/A | 39.0531 | 117.4123 | china
tianjin junliangcheng power generation co ltd | 350 | subcritical | operating | 2010 | N/A | N/A | 39.0531 | 117.4123 | china
thermal power branch of ordos junzheng energy chemical co ltd | 330 | subcritical | operating | 2015 | N/A | N/A | 39.9041 | 106.7679 | china
thermal power branch of ordos junzheng energy chemical co ltd | 330 | subcritical | operating | 2015 | N/A | N/A | 39.9041 | 106.7679 | china
inner mongolia junzheng energy & chemical group co ltd | 150 | subcritical | operating | 2006 | N/A | N/A | 39.4643 | 106.7021 | china
inner mongolia junzheng energy & chemical group co ltd | 150 | subcritical | operating | 2006 | N/A | N/A | 39.4643 | 106.7021 | china
inner mongolia junzheng energy & chemical group co ltd | 200 | subcritical | operating | 2013 | N/A | N/A | 39.4643 | 106.7021 | china
jurong power generation branch of huadian jiangsu energy co ltd | 1000 | ultra-supercritical | operating | 2018 | N/A | N/A | 32.1957 | 119.2497 | china
jurong power generation branch of huadian jiangsu energy co ltd | 1000 | ultra-supercritical | operating | 2019 | N/A | N/A | 32.1957 | 119.2497 | china
jurong power generation branch of huadian jiangsu energy co ltd | 1000 | ultra-supercritical | operating | 2013 | N/A | N/A | 32.1957 | 119.2497 | china
jurong power generation branch of huadian jiangsu energy co ltd | 1000 | ultra-supercritical | operating | 2013 | N/A | N/A | 32.1957 | 119.2497 | china
juxian fengyuan thermal power co ltd | 30 | CFB | retired | 2016 | 2023 | N/A | 35.6279 | 118.8482 | china
juxian fengyuan thermal power co ltd | 30 | CFB | retired | 2020 | 2023 | N/A | 35.6279 | 118.8482 | china
juxian fengyuan thermal power co ltd | 30 | CFB | retired | 2017 | 2023 | N/A | 35.6279 | 118.8482 | china
juxian fengyuan thermal power co ltd | 350 | supercritical | operating | 2023 | N/A | N/A | 35.627 | 118.8471 | china
juxian fengyuan thermal power co ltd | 350 | supercritical | operating | 2023 | N/A | N/A | 35.627 | 118.8471 | china
henan blue light environmental protection power generation co ltd | 135 | subcritical | operating | 2007 | N/A | N/A | 33.6135 | 113.374 | china
henan blue light environmental protection power generation co ltd | 135 | subcritical | operating | 2007 | N/A | N/A | 33.6135 | 113.374 | china
cpi henan power limited co | 630 | supercritical | operating | 2008 | N/A | N/A | 34.8061 | 114.4451 | china
cpi henan power limited co | 630 | supercritical | operating | 2009 | N/A | N/A | 34.8061 | 114.4451 | china
kaifeng guangming power generation co ltd | 135 | subcritical | retired | 2005 | 2008 | N/A | 34.8061 | 114.4451 | china
kaifeng guangming power generation co ltd | 135 | subcritical | retired | 2003 | 2008 | N/A | 34.8061 | 114.4451 | china
kaifeng jinghua power generation co ltd | 135 | subcritical | retired | 1978 | 2007 | N/A | 34.8061 | 114.4451 | china
kaifeng jinghua power generation co ltd | 135 | subcritical | retired | 1979 | 2007 | N/A | 34.8061 | 114.4451 | china
kaifeng xinli power generation co ltd | 135 | subcritical | retired | 1996 | 2010 | N/A | 34.8061 | 114.4451 | china
guodian guizhou electric power co ltd | 125 | subcritical | retired | 1996 | 2009 | N/A | 26.5821 | 107.9487 | china
guodian guizhou electric power co ltd | 125 | subcritical | retired | 1997 | 2009 | N/A | 26.5821 | 107.9487 | china
guodian guizhou electric power co ltd | 125 | subcritical | retired | 1998 | 2009 | N/A | 26.5821 | 107.9487 | china
guodian guizhou electric power co ltd | 125 | subcritical | retired | 1998 | 2009 | N/A | 26.5821 | 107.9487 | china
tangshan kailuan dongfang power generation co ltd | 135 | subcritical | mothballed | 2008 | N/A | N/A | 39.7313 | 118.4557 | china
tangshan kailuan dongfang power generation co ltd | 135 | subcritical | mothballed | 2008 | N/A | N/A | 39.7313 | 118.4557 | china
kailuan gcl power generation co ltd | 300 | subcritical | operating | 2015 | N/A | N/A | 39.73 | 118.4585 | china
kailuan gcl power generation co ltd | 300 | subcritical | operating | 2015 | N/A | N/A | 39.73 | 118.4585 | china
guizhou kaiyang jingkai industrial investment development co ltd | 50 | CFB | construction | 2024 | N/A | N/A | 27.1328 | 106.9159 | china
guizhou kaiyang jingkai industrial investment development co ltd | 50 | CFB | construction | 2024 | N/A | N/A | 27.1328 | 106.9159 | china
guizhou kaiyang jingkai industrial investment development co ltd | 50 | CFB | shelved | N/A | N/A | N/A | 27.1328 | 106.9159 | china
guizhou kaiyang jingkai industrial investment development co ltd | 50 | CFB | shelved | N/A | N/A | N/A | 27.1328 | 106.9159 | china
yunnan datang international honghe power generation co ltd | 300 | subcritical | operating | 2006 | N/A | N/A | 23.7434 | 103.2198 | china
yunnan datang international honghe power generation co ltd | 300 | subcritical | operating | 2007 | N/A | N/A | 23.7434 | 103.2198 | china
yunnan datang international honghe power generation co ltd | 700 | ultra-supercritical | construction | 2024 | N/A | N/A | 23.7434 | 103.2198 | china
ordos kangbashi thermal power co ltd | 350 | supercritical | cancelled | N/A | N/A | N/A | 39.5976 | 109.9093 | china
ordos kangbashi thermal power co ltd | 350 | supercritical | cancelled | N/A | N/A | N/A | 39.5976 | 109.9093 | china
ordos kangbashi thermal power co ltd | 350 | supercritical | operating | 2013 | N/A | N/A | 39.5976 | 109.9093 | china
ordos kangbashi thermal power co ltd | 350 | supercritical | operating | 2014 | N/A | N/A | 39.5976 | 109.9093 | china
guodian kangping power generation co ltd | 600 | supercritical | operating | 2008 | N/A | N/A | 42.7009 | 123.3658 | china
guodian kangping power generation co ltd | 600 | supercritical | operating | 2009 | N/A | N/A | 42.7009 | 123.3658 | china
jiangsu banshan power generation co ltd | 600 | ultra-supercritical | operating | 2006 | N/A | N/A | 34.4107 | 117.5773 | china
jiangsu banshan power generation co ltd | 600 | ultra-supercritical | operating | 2007 | N/A | N/A | 34.4107 | 117.5773 | china
xinjiang oilfield asset management co ltd | 660 | ultra-supercritical | permitted | N/A | N/A | N/A | 45.7014 | 85.1522 | china
xinjiang oilfield asset management co ltd | 660 | ultra-supercritical | permitted | N/A | N/A | N/A | 45.7014 | 85.1522 | china
huadian karamay power generation co ltd | 350 | supercritical | operating | 2013 | N/A | N/A | 45.542 | 85.0249 | china
huadian karamay power generation co ltd | 350 | supercritical | operating | 2014 | N/A | N/A | 45.542 | 85.0249 | china
xinjiang rongxin electric power co ltd | 350 | supercritical | permitted | N/A | N/A | N/A | 44.0304 | 81.0028 | china
xinjiang rongxin electric power co ltd | 350 | supercritical | permitted | N/A | N/A | N/A | 44.0304 | 81.0028 | china
eastwind power partners ltd | 36 | subcritical | retired | 1998 | 2018 | N/A | 30.0819 | 120.4947 | china
inner mongolia energy power generation technology youzhong power generation co ltd | 660 | ultra-supercritical | operating | 2022 | N/A | N/A | 44.9602 | 121.4082 | china
inner mongolia energy power generation technology youzhong power generation co ltd | 660 | ultra-supercritical | operating | 2022 | N/A | N/A | 44.9602 | 121.4082 | china
horgos nangang thermal power co ltd | 50 | subcritical | operating | 2011 | N/A | N/A | 44.1485 | 80.4372 | china
horgos nangang thermal power co ltd | 50 | subcritical | operating | 2011 | N/A | N/A | 44.1485 | 80.4372 | china
guangdong jingxin electric power group co ltd | 600 | ultra-supercritical | shelved | N/A | N/A | N/A | 22.939 | 116.2454 | china
guangdong jingxin electric power group co ltd | 600 | ultra-supercritical | shelved | N/A | N/A | N/A | 22.939 | 116.2454 | china
kokdala jinhai energy co ltd | 35 | CFB | construction | N/A | N/A | N/A | 43.9492 | 80.989 | china
kokdala jinhai energy co ltd | 35 | CFB | construction | N/A | N/A | N/A | 43.9492 | 80.989 | china
kekedala zhongsheng energy co ltd | 50 | CFB | permitted | N/A | N/A | N/A | 43.9701 | 80.9986 | china
kekedala zhongsheng energy co ltd | 50 | CFB | construction | N/A | N/A | N/A | 43.9701 | 80.9986 | china
north united power corp | 1000 | ultra-supercritical | announced | 2027 | N/A | N/A | 40.3136 | 110.0106 | china
north united power corp | 1000 | ultra-supercritical | announced | 2027 | N/A | N/A | 40.3136 | 110.0106 | china
north united power corp | 1000 | ultra-supercritical | announced | 2027 | N/A | N/A | 40.3136 | 110.0106 | china
north united power corp | 1000 | ultra-supercritical | announced | 2027 | N/A | N/A | 40.3136 | 110.0106 | china
kuitun jinjiang thermal power co ltd | 135 | subcritical | operating | 2008 | N/A | N/A | 44.4051 | 84.9298 | china
kuitun jinjiang thermal power co ltd | 135 | subcritical | operating | 2008 | N/A | N/A | 44.4051 | 84.9298 | china
kuitun jinyuan thermal power co ltd | 50 | subcritical | retired | 2000 | 2019 | N/A | 44.4066 | 84.9285 | china
kuitun jinyuan thermal power co ltd | 50 | subcritical | retired | 2005 | 2019 | N/A | 44.4066 | 84.9285 | china
yunnan huadian kunming power generation co ltd | 300 | subcritical | operating | 2005 | N/A | N/A | 25.0149 | 102.3336 | china
yunnan huadian kunming power generation co ltd | 300 | subcritical | operating | 2006 | N/A | N/A | 25.0149 | 102.3336 | china
yunnan huadian kunming power generation co ltd | 100 | subcritical | retired | 1987 | 2008 | N/A | 25.0082 | 102.6189 | china
yunnan huadian kunming power generation co ltd | 100 | subcritical | retired | 1988 | 2008 | N/A | 25.0082 | 102.6189 | china
aksu korong xingmao energy co ltd | 39 | unknown | shelved | N/A | N/A | N/A | 41.7391 | 83.0668 | china
aksu korong xingmao energy co ltd | 39 | unknown | shelved | N/A | N/A | N/A | 41.7391 | 83.0668 | china
guangxi investment group laibin generation co ltd | 125 | subcritical | retired | 1989 | 2010 | N/A | 23.6949 | 109.1629 | china
guangxi investment group laibin generation co ltd | 125 | subcritical | retired | 1990 | 2010 | N/A | 23.6949 | 109.1629 | china
guangxi investment group laibin generation co ltd | 300 | subcritical | operating | 2007 | N/A | N/A | 23.6949 | 109.1629 | china
guangxi investment group laibin generation co ltd | 300 | subcritical | operating | 2007 | N/A | N/A | 23.6949 | 109.1629 | china
guangxi investment group laibin generation co ltd | 360 | subcritical | operating | 2000 | N/A | N/A | 23.6949 | 109.1629 | china
guangxi investment group laibin generation co ltd | 360 | subcritical | operating | 2000 | N/A | N/A | 23.6949 | 109.1629 | china
guangxi laibin yajule energy saving and environmental protection technology co ltd | 40 | CFB | shelved | N/A | N/A | N/A | 23.8238 | 109.5132 | china
guangxi laibin yajule energy saving and environmental protection technology co ltd | 40 | CFB | operating | 2024 | N/A | N/A | 23.8238 | 109.5132 | china
guangxi laibin yajule energy saving and environmental protection technology co ltd | 40 | CFB | shelved | N/A | N/A | N/A | 23.8238 | 109.5132 | china
huadian international power co ltd laicheng power plant | 335 | subcritical | operating | 1999 | N/A | N/A | 36.2546 | 117.6716 | china
huadian international power co ltd laicheng power plant | 335 | subcritical | operating | 2000 | N/A | N/A | 36.2546 | 117.6716 | china
huadian international power co ltd laicheng power plant | 335 | subcritical | operating | 2002 | N/A | N/A | 36.2546 | 117.6716 | china
huadian international power co ltd laicheng power plant | 335 | subcritical | operating | 2003 | N/A | N/A | 36.2546 | 117.6716 | china
zhejiang zheneng lanxi power generation co ltd | 600 | supercritical/CCS | operating | 2008 | N/A | N/A | 29.1866 | 119.5068 | china
zhejiang zheneng lanxi power generation co ltd | 600 | supercritical/CCS | operating | 2008 | N/A | N/A | 29.1866 | 119.5068 | china
zhejiang zheneng lanxi power generation co ltd | 600 | supercritical/CCS | operating | 2008 | N/A | N/A | 29.1866 | 119.5068 | china
zhejiang zheneng lanxi power generation co ltd | 600 | supercritical/CCS | operating | 2008 | N/A | N/A | 29.1866 | 119.5068 | china
huaneng lanzhou thermal power co ltd | 110 | subcritical | retired | 1989 | 2019 | N/A | 36.0323 | 103.8761 | china
huaneng lanzhou thermal power co ltd | 110 | subcritical | retired | 1990 | 2019 | N/A | 36.0323 | 103.8761 | china
huaneng lanzhou fanping thermal power co ltd | 330 | subcritical | operating | 2011 | N/A | N/A | 36.0758 | 103.6774 | china
huaneng lanzhou fanping thermal power co ltd | 330 | subcritical | operating | 2011 | N/A | N/A | 36.0758 | 103.6774 | china
lanzhou aluminum co ltd | 300 | subcritical | operating | 2008 | N/A | N/A | 36.1564 | 103.3317 | china
lanzhou aluminum co ltd | 300 | subcritical | operating | 2008 | N/A | N/A | 36.1564 | 103.3317 | china
lanzhou aluminum co ltd | 300 | subcritical | operating | 2008 | N/A | N/A | 36.1564 | 103.3317 | china
lanzhou new area shizhengxin thermal power co ltd | 350 | supercritical | construction | 2025 | N/A | N/A | 36.62 | 103.7563 | china
lanzhou new area shizhengxin thermal power co ltd | 350 | supercritical | construction | 2025 | N/A | N/A | 36.62 | 103.7563 | china
lanzhou new area lanxin energy and technology group co ltd | 1000 | ultra-supercritical | permitted | 2027 | N/A | N/A | 36.648 | 103.5701 | china
lanzhou new area lanxin energy and technology group co ltd | 1000 | ultra-supercritical | permitted | 2027 | N/A | N/A | 36.648 | 103.5701 | china
hubei energy group co ltd | 660 | unknown | cancelled | N/A | N/A | N/A | 32.017 | 112.133 | china
hubei energy group co ltd | 660 | unknown | cancelled | N/A | N/A | N/A | 32.017 | 112.133 | china
leling leyuan thermoelectricity co ltd | 30 | unknown | retired | N/A | 2023 | N/A | 37.7478 | 117.2237 | china
guotou panjiang power co ltd | 150 | unknown | cancelled | N/A | N/A | N/A | 25.8287 | 104.5037 | china
guotou panjiang power co ltd | 150 | unknown | cancelled | N/A | N/A | N/A | 25.8287 | 104.5037 | china
guangdong lee & man paper manufacturing ltd | 50 | unknown | operating | 2008 | N/A | 2023 | 22.938 | 113.5898 | china
guangdong lee & man paper manufacturing ltd | 50 | unknown | operating | 2008 | N/A | 2019 | 22.938 | 113.5898 | china
guangdong lee & man paper manufacturing ltd | 50 | unknown | operating | 2008 | N/A | 2019 | 22.938 | 113.5898 | china
guangdong lee & man paper manufacturing ltd | 33 | unknown | operating | 2002 | N/A | 2019 | 22.938 | 113.5898 | china
guangdong lee & man paper manufacturing ltd | 33 | unknown | operating | 2008 | N/A | 2019 | 22.938 | 113.5898 | china
shaanxi energy zhaoshipan coal power co ltd | 1000 | ultra-supercritical | permitted | N/A | N/A | N/A | 37.9254 | 109.1017 | china
shaanxi energy zhaoshipan coal power co ltd | 1000 | ultra-supercritical | permitted | N/A | N/A | N/A | 37.9254 | 109.1017 | china
shaanxi energy zhaoshipan coal power co ltd | 1000 | ultra-supercritical | operating | 2018 | N/A | N/A | 37.9254 | 109.1017 | china
shaanxi energy zhaoshipan coal power co ltd | 1000 | ultra-supercritical | operating | 2019 | N/A | N/A | 37.9254 | 109.1017 | china
shaoneng group leiyang electric power industry co ltd | 60 | subcritical | retired | 2006 | 2019 | N/A | 26.4595 | 112.8681 | china
leiyang leiyang comprehensive utilization power plant co ltd | 60 | subcritical | retired | 2008 | 2020 | N/A | 26.4595 | 112.8681 | china
datang huayin power co ltd leiyang branch | 210 | subcritical | retired | 1988 | 2022 | N/A | 26.3845 | 112.8585 | china
datang huayin power co ltd leiyang branch | 210 | subcritical | retired | 1989 | 2022 | N/A | 26.3845 | 112.8585 | china
datang huayin power co ltd leiyang branch | 300 | subcritical | operating | 2004 | N/A | N/A | 26.3845 | 112.8585 | china
datang huayin power co ltd leiyang branch | 300 | subcritical | operating | 2004 | N/A | N/A | 26.3845 | 112.8585 | china
guangdong datang international leizhou power generation co ltd | 1000 | ultra-supercritical | pre-permit | 2025 | N/A | N/A | 20.5116 | 109.828 | china
guangdong datang international leizhou power generation co ltd | 1000 | ultra-supercritical | pre-permit | 2025 | N/A | N/A | 20.5116 | 109.828 | china
guangdong datang international leizhou power generation co ltd | 1000 | ultra-supercritical | operating | 2019 | N/A | N/A | 20.5116 | 109.828 | china
guangdong datang international leizhou power generation co ltd | 1000 | ultra-supercritical | operating | 2020 | N/A | N/A | 20.5116 | 109.828 | china
gansu datang international liancheng power generation co ltd | 100 | subcritical | retired | 1982 | 2008 | N/A | 36.5207 | 102.8693 | china
gansu datang international liancheng power generation co ltd | 100 | subcritical | retired | 1982 | 2008 | N/A | 36.5207 | 102.8693 | china
gansu datang international liancheng power generation co ltd | 300 | subcritical | operating | 2004 | N/A | N/A | 36.5194 | 102.8674 | china
gansu datang international liancheng power generation co ltd | 300 | subcritical | operating | 2005 | N/A | N/A | 36.5194 | 102.8674 | china
huadian zhanjiang power generation co ltd | 1000 | ultra-supercritical | cancelled | N/A | N/A | N/A | 21.4596 | 109.812 | china
huadian zhanjiang power generation co ltd | 1000 | ultra-supercritical | cancelled | N/A | N/A | N/A | 21.4596 | 109.812 | china
luenmei quantum co ltd | 35 | unknown | shelved | 2022 | N/A | N/A | 41.6397 | 123.3593 | china
luenmei quantum co ltd | 35 | unknown | shelved | 2022 | N/A | N/A | 41.6397 | 123.3593 | china
luenmei quantum co ltd | 40 | unknown | shelved | 2022 | N/A | N/A | 41.6397 | 123.3593 | china
luenmei quantum co ltd | 40 | unknown | shelved | 2022 | N/A | N/A | 41.6397 | 123.3593 | china
inner mongolia lianyuan thermal power co ltd | 50 | subcritical | operating | 2020 | N/A | N/A | 40.7986 | 107.4935 | china
inner mongolia lianyuan thermal power co ltd | 50 | subcritical | operating | 2020 | N/A | N/A | 40.7986 | 107.4935 | china
inner mongolia lianyuan thermal power co ltd | 50 | subcritical | operating | 2021 | N/A | N/A | 40.7986 | 107.4935 | china
inner mongolia lianyuan thermal power co ltd | 50 | subcritical | operating | 2023 | N/A | N/A | 40.7986 | 107.4935 | china
inner mongolia lianyuan thermal power co ltd | 100 | subcritical | operating | 2023 | N/A | N/A | 40.7986 | 107.4935 | china
lianzhou yuelian thermal power generation co ltd | 135 | subcritical | retired | 2004 | 2013 | N/A | 24.9763 | 112.5532 | china
lianzhou yuelian thermal power generation co ltd | 135 | subcritical | retired | 2004 | 2013 | N/A | 24.9763 | 112.5532 | china
lianzhou yuelian thermal power generation co ltd | 125 | subcritical | retired | 2000 | 2013 | N/A | 24.9763 | 112.5532 | china
lianzhou yuelian thermal power generation co ltd | 125 | subcritical | retired | 2000 | 2013 | N/A | 24.9763 | 112.5532 | china
liaocheng xiangguang power generation co ltd | 660 | ultra-supercritical | construction | N/A | N/A | N/A | 36.1589 | 115.8501 | china
liaocheng xiangguang power generation co ltd | 660 | ultra-supercritical | construction | N/A | N/A | N/A | 36.1589 | 115.8501 | china
shandong zhonghua power generation co ltd liaocheng power plant | 600 | subcritical | operating | 2003 | N/A | N/A | 36.4659 | 115.9094 | china
shandong zhonghua power generation co ltd liaocheng power plant | 600 | subcritical | operating | 2002 | N/A | N/A | 36.4659 | 115.9094 | china
coal gangue thermal power branch of liaoning nanpiao coal power co ltd | 150 | subcritical | operating | 2010 | N/A | N/A | 41.1259 | 120.6967 | china
coal gangue thermal power branch of liaoning nanpiao coal power co ltd | 150 | subcritical | operating | 2010 | N/A | N/A | 41.1259 | 120.6967 | china
coal gangue thermal power branch of liaoning nanpiao coal power co ltd | 100 | subcritical | operating | 2004 | N/A | N/A | 41.1259 | 120.6967 | china
coal gangue thermal power branch of liaoning nanpiao coal power co ltd | 100 | subcritical | operating | 2004 | N/A | N/A | 41.1259 | 120.6967 | china
liaoning power plant | 50 | unknown | retired | 1956 | 2002 | N/A | 41.9219 | 124.0919 | china
liaoning power plant | 50 | unknown | retired | 1965 | 2007 | N/A | 41.9219 | 124.0919 | china
liaoning power plant | 50 | unknown | retired | 1966 | 2007 | N/A | 41.9219 | 124.0919 | china
liaoning power plant | 50 | unknown | retired | 1966 | 2008 | N/A | 41.9219 | 124.0919 | china
liaoning power plant | 50 | unknown | retired | 1966 | 2008 | N/A | 41.9219 | 124.0919 | china
liaoning power plant | 50 | unknown | retired | 1959 | 2002 | N/A | 41.9219 | 124.0919 | china
liaoning power plant | 50 | unknown | retired | 1960 | 2002 | N/A | 41.9219 | 124.0919 | china
liaoning power plant | 50 | unknown | retired | 1960 | 2002 | N/A | 41.9219 | 124.0919 | china
liaoning power plant | 50 | unknown | retired | 1960 | 2008 | N/A | 41.9219 | 124.0919 | china
liaoning power plant | 50 | unknown | retired | 1965 | 2008 | N/A | 41.9219 | 124.0919 | china
liaoning power plant | 50 | unknown | retired | 1965 | 2008 | N/A | 41.9219 | 124.0919 | china
liaoning power plant | 50 | unknown | retired | 1965 | 2008 | N/A | 41.9219 | 124.0919 | china
liaoning power plant | 50 | unknown | retired | 1965 | 2008 | N/A | 41.9219 | 124.0919 | china
liaoning nenggang power co ltd | 200 | subcritical | retired | 1991 | 2018 | N/A | 41.9234 | 124.0902 | china
liaoning nenggang power co ltd | 200 | subcritical | retired | 1991 | 2018 | N/A | 41.9234 | 124.0902 | china
liaoning dongfang power generation co ltd | 350 | subcritical | operating | 2005 | N/A | N/A | 41.9221 | 124.0932 | china
liaoning dongfang power generation co ltd | 350 | subcritical | operating | 2005 | N/A | N/A | 41.9221 | 124.0932 | china
north huajin chemical industries group corp | 30 | subcritical | operating | 2011 | N/A | N/A | 41.2004 | 122.0072 | china
north huajin chemical industries group corp | 30 | subcritical | operating | 2011 | N/A | N/A | 41.2004 | 122.0072 | china
petrochina liaoyang petrochemical co | 50 | subcritical | operating | 1996 | N/A | N/A | 41.2037 | 123.2373 | china
petrochina liaoyang petrochemical co | 50 | subcritical | operating | 1996 | N/A | N/A | 41.2037 | 123.2373 | china
petrochina liaoyang petrochemical co | 50 | subcritical | operating | 1996 | N/A | N/A | 41.2037 | 123.2373 | china
petrochina liaoyang petrochemical co | 50 | subcritical | operating | 1995 | N/A | N/A | 41.2037 | 123.2373 | china
liaoyang guocheng thermal power co ltd | 50 | subcritical | operating | 2015 | N/A | N/A | 41.2068 | 123.2357 | china
liaoyang guocheng thermal power co ltd | 50 | subcritical | operating | 2018 | N/A | N/A | 41.2068 | 123.2357 | china
liaoyang guocheng thermal power co ltd | 60 | subcritical | operating | 2024 | N/A | N/A | 41.2068 | 123.2357 | china
liaoyang guocheng thermal power co ltd | 60 | subcritical | operating | 2024 | N/A | N/A | 41.2068 | 123.2357 | china
datang jilin power generation co ltd liaoyuan power generation branch | 100 | subcritical | retired | 2001 | 2009 | N/A | 42.872 | 125.16 | china
datang jilin power generation co ltd liaoyuan power generation branch | 100 | subcritical | retired | 2001 | 2009 | N/A | 42.872 | 125.16 | china
datang jilin power generation co ltd liaoyuan power generation branch | 330 | subcritical | operating | 2009 | N/A | N/A | 42.872 | 125.16 | china
datang jilin power generation co ltd liaoyuan power generation branch | 330 | subcritical | operating | 2009 | N/A | N/A | 42.872 | 125.16 | china
jiangyin ligang electric power generation co ltd | 650 | supercritical | operating | 2006 | N/A | N/A | 31.9408 | 120.0766 | china
jiangyin ligang electric power generation co ltd | 650 | supercritical | operating | 2006 | N/A | N/A | 31.9408 | 120.0766 | china
jiangsu ligang electric power co ltd | 370 | subcritical | operating | 1998 | N/A | N/A | 31.9408 | 120.0766 | china
jiangsu ligang electric power co ltd | 370 | subcritical | operating | 1998 | N/A | N/A | 31.9408 | 120.0766 | china
jiangsu ligang electric power co ltd | 350 | subcritical | operating | 1993 | N/A | N/A | 31.9408 | 120.0766 | china
jiangsu ligang electric power co ltd | 350 | subcritical | operating | 1993 | N/A | N/A | 31.9408 | 120.0766 | china
jiangyin ligang electric power generation co ltd | 620 | supercritical | operating | 2007 | N/A | N/A | 31.9408 | 120.0766 | china
jiangyin ligang electric power generation co ltd | 620 | supercritical | operating | 2008 | N/A | N/A | 31.9408 | 120.0766 | china
jiangsu ligang electric power co ltd | 1000 | ultra-supercritical | construction | 2025 | N/A | N/A | 31.9408 | 120.0766 | china
jiangsu ligang electric power co ltd | 1000 | ultra-supercritical | construction | 2025 | N/A | N/A | 31.9408 | 120.0766 | china
shanxi datang international linfen thermal power co ltd | 300 | subcritical | operating | 2010 | N/A | N/A | 36.1537 | 111.4853 | china
shanxi datang international linfen thermal power co ltd | 300 | subcritical | operating | 2011 | N/A | N/A | 36.1537 | 111.4853 | china
to be determined | 600 | subcritical | cancelled | N/A | N/A | N/A | 39.442 | 114.234 | china
to be determined | 600 | subcritical | cancelled | N/A | N/A | N/A | 39.442 | 114.234 | china
shanxi qiguang power generation co ltd | 350 | supercritical | operating | 2019 | N/A | N/A | 36.8206 | 111.6261 | china
shanxi qiguang power generation co ltd | 350 | supercritical | operating | 2019 | N/A | N/A | 36.8206 | 111.6261 | china
shandong energy group lingtai thermal power co ltd | 1000 | ultra-supercritical | construction | 2024 | N/A | N/A | 35.0858 | 107.7153 | china
shandong energy group lingtai thermal power co ltd | 1000 | ultra-supercritical | construction | 2024 | N/A | N/A | 35.0858 | 107.7153 | china
shandong energy group lingtai thermal power co ltd | 1000 | ultra-supercritical | shelved | N/A | N/A | N/A | 35.0858 | 107.7153 | china
shandong energy group lingtai thermal power co ltd | 1000 | ultra-supercritical | shelved | N/A | N/A | N/A | 35.0858 | 107.7153 | china
ningxia ninglu coal power co ltd | 660 | unknown | cancelled | N/A | N/A | N/A | 38.1419 | 106.5656 | china
ningxia ninglu coal power co ltd | 660 | unknown | cancelled | N/A | N/A | N/A | 38.1419 | 106.5656 | china
ningxia ninglu coal power co ltd | 135 | subcritical | retired | 2005 | 2018 | N/A | 38.1419 | 106.5656 | china
ningxia ninglu coal power co ltd | 135 | subcritical | retired | 2006 | 2018 | N/A | 38.1419 | 106.5656 | china
linhe power generation branch of ningxia energy aluminum co ltd of state power investment group | 350 | supercritical | operating | 2011 | N/A | N/A | 38.1823 | 106.5127 | china
linhe power generation branch of ningxia energy aluminum co ltd of state power investment group | 350 | supercritical | operating | 2011 | N/A | N/A | 38.1823 | 106.5127 | china
linhe power generation branch of ningxia energy aluminum co ltd of state power investment group | 350 | supercritical | operating | 2015 | N/A | N/A | 38.1823 | 106.5127 | china
linkou shengye thermal power co ltd | 50 | subcritical | operating | 2019 | N/A | N/A | 45.2847 | 130.2783 | china
linqing deneng biological technology co ltd | 48 | subcritical | retired | N/A | 2018 | N/A | 36.7781 | 115.7463 | china
linqing deneng biological technology co ltd | 50 | CFB | announced | N/A | N/A | N/A | 36.7781 | 115.7463 | china
linqing yunhe thermal power co ltd | 48 | unknown | retired | N/A | 2023 | N/A | 36.8555 | 115.734 | china
china huadian corp ltd | 660 | supercritical | cancelled | N/A | N/A | N/A | 43.618 | 118.055 | china
china huadian corp ltd | 660 | supercritical | cancelled | N/A | N/A | N/A | 43.618 | 118.055 | china
huaneng linyi power generation co ltd | 350 | supercritical | operating | 2013 | N/A | N/A | 35.0071 | 118.3239 | china
huaneng linyi power generation co ltd | 350 | supercritical | operating | 2013 | N/A | N/A | 35.0071 | 118.3239 | china
huaneng linyi power generation co ltd | 50 | subcritical | retired | 1991 | 2013 | N/A | 35.0071 | 118.3239 | china
huaneng linyi power generation co ltd | 50 | subcritical | retired | 1992 | 2013 | N/A | 35.0071 | 118.3239 | china
huaneng linyi power generation co ltd | 140 | subcritical | retired | 1997 | 2023 | N/A | 35.0071 | 118.3239 | china
huaneng linyi power generation co ltd | 140 | subcritical | retired | 1998 | 2014 | N/A | 35.0071 | 118.3239 | china
huaneng linyi power generation co ltd | 140 | subcritical | operating | 2008 | N/A | N/A | 35.0071 | 118.3239 | china
huaneng linyi power generation co ltd | 140 | subcritical | operating | 2004 | N/A | N/A | 35.0071 | 118.3239 | china
huaneng linyi power generation co ltd | 140 | subcritical | operating | 2004 | N/A | N/A | 35.0071 | 118.3239 | china
linyi xincheng jinluo meat products group co ltd | 50 | unknown | operating | 2017 | N/A | N/A | 35.2487 | 118.2952 | china
linyi xincheng jinluo meat products group co ltd | 50 | unknown | operating | 2021 | N/A | N/A | 35.2487 | 118.2952 | china
linyi sunshine thermal power co ltd | 30 | unknown | operating | N/A | N/A | N/A | 35.1732 | 118.14 | china
linyi sunshine thermal power co ltd | 30 | unknown | operating | N/A | N/A | N/A | 35.1732 | 118.14 | china
linyi sunshine thermal power co ltd | 30 | unknown | operating | N/A | N/A | N/A | 35.1732 | 118.14 | china
datang linzhou thermoelectricity co ltd | 350 | supercritical | operating | 2011 | N/A | N/A | 36.1087 | 113.8636 | china
datang linzhou thermoelectricity co ltd | 350 | supercritical | operating | 2011 | N/A | N/A | 36.1087 | 113.8636 | china
zibo linzi thermal power plant co ltd | 50 | unknown | retired | N/A | 2021 | N/A | 36.8009 | 118.2231 | china
jinneng datuhe thermal power co ltd | 350 | supercritical | operating | 2017 | N/A | N/A | 37.5597 | 111.2794 | china
jinneng datuhe thermal power co ltd | 350 | supercritical | operating | 2018 | N/A | N/A | 37.5597 | 111.2794 | china
huaneng jilin power generation co ltd | 50 | unknown | cancelled | N/A | N/A | N/A | 42.2799 | 125.7422 | china
huaneng jilin power generation co ltd | 50 | unknown | cancelled | N/A | N/A | N/A | 42.2799 | 125.7422 | china
shanxi int'l energy group hongguang power co ltd | 300 | subcritical | operating | 2012 | N/A | N/A | 37.4076 | 110.7758 | china
shanxi int'l energy group hongguang power co ltd | 300 | subcritical | operating | 2014 | N/A | N/A | 37.4076 | 110.7758 | china
guotou panjiang power co ltd | 330 | ultra-supercritical | cancelled | N/A | N/A | N/A | 25.4277 | 104.6421 | china
guotou panjiang power co ltd | 330 | ultra-supercritical | cancelled | N/A | N/A | N/A | 25.4277 | 104.6421 | china
china energy construction group investment co ltd | 660 | CFB | construction | 2025 | N/A | N/A | 26.7751 | 104.6531 | china
china energy construction group investment co ltd | 660 | CFB | construction | 2025 | N/A | N/A | 26.7751 | 104.6531 | china
guiyang energy (group) co ltd | 700 | ultra-supercritical | shelved | N/A | N/A | N/A | 26.3421 | 105.3839 | china
guotou panjiang power co ltd | 300 | subcritical | shelved | N/A | N/A | N/A | 26.2019 | 105.48 | china
guotou panjiang power co ltd | 300 | subcritical | shelved | N/A | N/A | N/A | 26.2019 | 105.48 | china
huarun power (liuzhi) co ltd | 660 | supercritical | cancelled | N/A | N/A | N/A | 26.3883 | 105.395 | china
huarun power (liuzhi) co ltd | 660 | supercritical | cancelled | N/A | N/A | N/A | 26.3883 | 105.395 | china
huarun power (liuzhi) co ltd | 660 | supercritical | operating | 2016 | N/A | N/A | 26.3883 | 105.395 | china
huarun power (liuzhi) co ltd | 660 | supercritical | operating | 2016 | N/A | N/A | 26.3883 | 105.395 | china
guangxi liuzhou power co ltd | 220 | subcritical | retired | 1994 | 2018 | N/A | 24.3655 | 109.3787 | china
guangxi liuzhou power co ltd | 220 | subcritical | retired | 1995 | 2018 | N/A | 24.3655 | 109.3787 | china
china coal xinji energy co ltd | 350 | ultra-supercritical | cancelled | N/A | N/A | N/A | 32.8103 | 116.2842 | china
china coal xinji energy co ltd | 350 | ultra-supercritical | cancelled | N/A | N/A | N/A | 32.8103 | 116.2842 | china
china coal xinji lixin power generation co ltd | 660 | ultra-supercritical | operating | 2024 | N/A | N/A | 32.8972 | 116.2426 | china
china coal xinji lixin power generation co ltd | 660 | ultra-supercritical | operating | 2024 | N/A | N/A | 32.8972 | 116.2426 | china
china coal xinji lixin power generation co ltd | 1000 | ultra-supercritical | operating | 2016 | N/A | N/A | 32.8972 | 116.2426 | china
china coal xinji lixin power generation co ltd | 1000 | ultra-supercritical | operating | 2016 | N/A | N/A | 32.8972 | 116.2426 | china
shandong liyan power generation co ltd | 56 | subcritical | retired | 1995 | 2007 | N/A | 35.3439 | 116.7916 | china
shandong liyan power generation co ltd | 56 | subcritical | retired | 1999 | 2007 | N/A | 35.3439 | 116.7916 | china
shandong liyan power generation co ltd | 145 | subcritical | retired | 2000 | 2023 | N/A | 35.3439 | 116.7916 | china
shandong liyan power generation co ltd | 145 | subcritical | retired | 2001 | 2023 | N/A | 35.3439 | 116.7916 | china
shandong liyan power generation co ltd | 145 | subcritical | retired | 2003 | 2023 | N/A | 35.3439 | 116.7916 | china
shandong liyan power generation co ltd | 145 | subcritical | retired | 2004 | 2023 | N/A | 35.3439 | 116.7916 | china
junan liyuan thermal power co ltd | 350 | supercritical | operating | 2019 | N/A | N/A | 35.1746 | 119.0368 | china
junan liyuan thermal power co ltd | 350 | supercritical | operating | 2019 | N/A | N/A | 35.1746 | 119.0368 | china
junan liyuan thermal power co ltd | 350 | supercritical | operating | 2014 | N/A | N/A | 35.1712 | 119.0374 | china
junan liyuan thermal power co ltd | 350 | supercritical | operating | 2015 | N/A | N/A | 35.1712 | 119.0374 | china
china resources power hunan liyujiang co ltd | 65 | subcritical | retired | 1980 | 2013 | N/A | 25.9404 | 113.1925 | china
china resources power hunan liyujiang co ltd | 65 | subcritical | retired | 1981 | 2013 | N/A | 25.9404 | 113.1925 | china
china resources power hunan liyujiang co ltd | 315 | subcritical | operating | 2003 | N/A | N/A | 25.9435 | 113.2142 | china
china resources power hunan liyujiang co ltd | 315 | subcritical | operating | 2003 | N/A | N/A | 25.9435 | 113.2142 | china
china resources power hunan liyujiang co ltd | 650 | subcritical | operating | 2007 | N/A | N/A | 25.9404 | 113.1925 | china
china resources power hunan liyujiang co ltd | 650 | subcritical | operating | 2007 | N/A | N/A | 25.9404 | 113.1925 | china
hubei rongcheng regeneration technology co ltd | 35 | unknown | operating | 2017 | N/A | N/A | 30.2609 | 111.5907 | china
hubei rongcheng regeneration technology co ltd | 35 | unknown | operating | 2017 | N/A | N/A | 30.2609 | 111.5907 | china
hubei rongcheng regeneration technology co ltd | 35 | unknown | operating | 2017 | N/A | N/A | 30.2609 | 111.5907 | china
yangquan nanmei longchuan power generation co ltd | 135 | unknown | operating | 2008 | N/A | N/A | 37.7947 | 113.7041 | china
yangquan nanmei longchuan power generation co ltd | 135 | unknown | operating | 2008 | N/A | N/A | 37.7947 | 113.7041 | china
xuzhou longgu kengkou gangue power generation co ltd | 55 | subcritical | retired | 2005 | 2020 | N/A | 34.9527 | 116.8029 | china
xuzhou longgu kengkou gangue power generation co ltd | 55 | subcritical | retired | 2005 | 2020 | N/A | 34.9527 | 116.8029 | china
guoneng jilin longhua thermal power co ltd baicheng thermal power plant | 200 | subcritical | operating | 2011 | N/A | N/A | 45.6332 | 122.8793 | china
guoneng jilin longhua thermal power co ltd baicheng thermal power plant | 200 | subcritical | operating | 2011 | N/A | N/A | 45.6332 | 122.8793 | china
guoneng jilin longhua thermal power co ltd baicheng thermal power plant | 660 | unknown | announced | N/A | N/A | N/A | 45.6332 | 122.8793 | china
guoneng jilin longhua thermal power co ltd baicheng thermal power plant | 660 | unknown | announced | N/A | N/A | N/A | 45.6332 | 122.8793 | china
guoneng jilin longhua thermal power co ltd baicheng thermal power plant | 660 | unknown | announced | N/A | N/A | N/A | 45.6332 | 122.8793 | china
guoneng jilin longhua thermal power co ltd baicheng thermal power plant | 660 | unknown | announced | N/A | N/A | N/A | 45.6332 | 122.8793 | china
guoneng jilin longhua thermal power co ltd baicheng thermal power plant | 660 | unknown | announced | N/A | N/A | N/A | 45.6332 | 122.8793 | china
guodian longhua yanji thermal power co ltd | 300 | subcritical | cancelled | N/A | N/A | N/A | 42.9125 | 129.5706 | china
guodian longhua yanji thermal power co ltd | 300 | subcritical | cancelled | N/A | N/A | N/A | 42.9125 | 129.5706 | china
guodian longhua yanji thermal power co ltd | 200 | subcritical | operating | 2010 | N/A | N/A | 42.9125 | 129.5706 | china
guodian longhua yanji thermal power co ltd | 200 | subcritical | operating | 2010 | N/A | N/A | 42.9125 | 129.5706 | china
longkou jiayuan dongsheng thermal power co ltd | 30 | unknown | operating | N/A | N/A | N/A | 37.616 | 120.5045 | china
longkou jiayuan dongsheng thermal power co ltd | 30 | unknown | operating | N/A | N/A | N/A | 37.616 | 120.5045 | china
guangxi longlin baikuang aluminum co ltd | 350 | unknown | cancelled | N/A | N/A | N/A | 24.791 | 105.4696 | china
guangxi longlin baikuang aluminum co ltd | 350 | unknown | cancelled | N/A | N/A | N/A | 24.791 | 105.4696 | china
heilongjiang longmei jixi mining co ltd | 135 | subcritical | cancelled | N/A | N/A | N/A | 45.3606 | 130.8341 | china
heilongjiang longmei jixi mining co ltd | 350 | supercritical | cancelled | N/A | N/A | N/A | 46.644 | 131.2122 | china
heilongjiang longmei jixi mining co ltd | 350 | supercritical | cancelled | N/A | N/A | N/A | 46.644 | 131.2122 | china
chongqing fuling water conservancy and power investment group co ltd | 30 | subcritical | retired | N/A | 2014 | N/A | 29.709 | 107.298 | china
chongqing fuling water conservancy and power investment group co ltd | 30 | subcritical | retired | N/A | 2014 | N/A | 29.709 | 107.298 | china
gongzhuling longsheng thermal power co ltd | 30 | subcritical | operating | 2017 | N/A | N/A | 43.5175 | 124.86 | china
gongzhuling longsheng thermal power co ltd | 30 | subcritical | operating | 2017 | N/A | N/A | 43.5175 | 124.86 | china
gongzhuling longsheng thermal power co ltd | 50 | subcritical | shelved | 2025 | N/A | N/A | 43.5269 | 124.8482 | china
gongzhuling longsheng thermal power co ltd | 50 | subcritical | shelved | 2025 | N/A | N/A | 43.5269 | 124.8482 | china
shandong longtai electric power co ltd | 1000 | unknown | cancelled | N/A | N/A | N/A | 35.2823 | 115.8915 | china
shandong longtai electric power co ltd | 1000 | unknown | cancelled | N/A | N/A | N/A | 35.2823 | 115.8915 | china
china coal xinji lu'an energy co ltd | 660 | ultra-supercritical | construction | 2026 | N/A | N/A | 31.6565 | 116.4914 | china
china coal xinji lu'an energy co ltd | 660 | ultra-supercritical | construction | 2026 | N/A | N/A | 31.6565 | 116.4914 | china
anhui huadian lu'an power generation co ltd | 660 | ultra-supercritical | operating | 2014 | N/A | N/A | 31.6565 | 116.4914 | china
anhui huadian lu'an power generation co ltd | 660 | ultra-supercritical | operating | 2014 | N/A | N/A | 31.6565 | 116.4914 | china
anhui huadian lu'an power generation co ltd | 135 | subcritical | retired | 2006 | 2017 | N/A | 31.6565 | 116.4914 | china
anhui huadian lu'an power generation co ltd | 135 | subcritical | retired | 2006 | 2017 | N/A | 31.6565 | 116.4914 | china
guoneng luanhe thermal power co ltd | 100 | subcritical | retired | 1993 | 2012 | N/A | 40.9398 | 117.7615 | china
guodian north china electric power co ltd | 50 | subcritical | retired | 1974 | 2009 | N/A | 40.9398 | 117.7615 | china
guodian north china electric power co ltd | 50 | subcritical | retired | 1978 | 2009 | N/A | 40.9398 | 117.7615 | china
guoneng luanhe thermal power co ltd | 330 | subcritical | operating | 2012 | N/A | N/A | 40.9398 | 117.7615 | china
guoneng luanhe thermal power co ltd | 100 | subcritical | retired | 1997 | 2012 | N/A | 40.9398 | 117.7615 | china
guodian chengde thermal power co ltd | 330 | subcritical | operating | 2008 | N/A | N/A | 40.9398 | 117.7615 | china
guodian chengde thermal power co ltd | 330 | subcritical | operating | 2009 | N/A | N/A | 40.9398 | 117.7615 | china
tangshan banpu heat and power co ltd | 58 | subcritical | operating | 2000 | N/A | N/A | 39.4999 | 118.6465 | china
tangshan banpu heat and power co ltd | 58 | subcritical | operating | 2000 | N/A | N/A | 39.4999 | 118.6465 | china
shandong chuangyuan new materials technology co ltd | 80 | unknown | pre-permit | N/A | N/A | N/A | 38.0716 | 117.7285 | china
datang lubei power generation co ltd | 330 | subcritical | operating | 2009 | N/A | N/A | 38.0824 | 117.742 | china
datang lubei power generation co ltd | 330 | subcritical | operating | 2009 | N/A | N/A | 38.0824 | 117.742 | china
shaanxi coal power lueyang co ltd | 330 | subcritical | operating | 2007 | N/A | N/A | 33.3462 | 106.1419 | china
shaanxi coal power lueyang co ltd | 330 | subcritical | operating | 2015 | N/A | N/A | 33.3462 | 106.1419 | china
lufeng baolihua new energy electric power co ltd | 1000 | ultra-supercritical | operating | 2018 | N/A | N/A | 22.8325 | 115.9855 | china
lufeng baolihua new energy electric power co ltd | 1000 | ultra-supercritical | operating | 2019 | N/A | N/A | 22.8325 | 115.9855 | china
lufeng baolihua new energy electric power co ltd | 1000 | ultra-supercritical | construction | 2024 | N/A | N/A | 22.8325 | 115.9855 | china
lufeng baolihua new energy electric power co ltd | 1000 | ultra-supercritical | construction | 2025 | N/A | N/A | 22.8325 | 115.9855 | china
lufeng baolihua new energy electric power co ltd | 1000 | ultra-supercritical | announced | 2025 | N/A | N/A | 22.8325 | 115.9855 | china
lufeng baolihua new energy electric power co ltd | 1000 | ultra-supercritical | announced | 2025 | N/A | N/A | 22.8325 | 115.9855 | china
lufeng baolihua new energy electric power co ltd | 1000 | ultra-supercritical | announced | 2025 | N/A | N/A | 22.8325 | 115.9855 | china
lufeng baolihua new energy electric power co ltd | 1000 | ultra-supercritical | announced | 2025 | N/A | N/A | 22.8325 | 115.9855 | china
luneng group co ltd | 1200 | unknown | cancelled | N/A | N/A | N/A | 49.242 | 120.581 | china
jizhong energy fengfeng group co ltd | 1320 | unknown | cancelled | N/A | N/A | N/A | 42.8 | 113.8 | china
luneng group co ltd | 1200 | unknown | cancelled | N/A | N/A | N/A | 49.303 | 119.92 | china
luneng group co ltd | 3600 | unknown | cancelled | N/A | N/A | N/A | 40.99 | 113.124 | china
luneng group co ltd | 600 | unknown | cancelled | N/A | N/A | N/A | 42.8 | 113.8 | china
guangdong yuelong power generation co ltd | 660 | ultra-supercritical | announced | 2026 | N/A | N/A | 22.8045 | 111.6183 | china
guangdong yuelong power generation co ltd | 660 | ultra-supercritical | announced | 2026 | N/A | N/A | 22.8045 | 111.6183 | china
guangdong yuelong power generation co ltd | 135 | subcritical | operating | 2004 | N/A | N/A | 22.8045 | 111.6183 | china
guangdong yuelong power generation co ltd | 135 | subcritical | operating | 2004 | N/A | N/A | 22.8045 | 111.6183 | china
huadian luohe power generation co ltd (sichuan power , shandong power) | 330 | subcritical | operating | 2009 | N/A | N/A | 33.5295 | 114.0979 | china
huadian luohe power generation co ltd (sichuan power , shandong power) | 330 | subcritical | operating | 2010 | N/A | N/A | 33.5295 | 114.0979 | china
huaneng chongqing luohuang power generation co ltd | 600 | subcritical | operating | 2006 | N/A | N/A | 29.3474 | 106.4332 | china
huaneng chongqing luohuang power generation co ltd | 600 | subcritical | operating | 2007 | N/A | N/A | 29.3474 | 106.4332 | china
huaneng chongqing luohuang power generation co ltd | 360 | subcritical | operating | 1998 | N/A | N/A | 29.3474 | 106.4332 | china
huaneng chongqing luohuang power generation co ltd | 360 | subcritical | operating | 1998 | N/A | N/A | 29.3474 | 106.4332 | china
huaneng chongqing luohuang power generation co ltd | 360 | subcritical | operating | 1991 | N/A | 2030 | 29.3474 | 106.4332 | china
huaneng chongqing luohuang power generation co ltd | 360 | subcritical | operating | 1992 | N/A | 2030 | 29.3474 | 106.4332 | china
luoyang longyu yidian co ltd | 55 | subcritical | operating | 2004 | N/A | N/A | 34.549 | 112.1958 | china
luoyang longyu yidian co ltd | 55 | subcritical | operating | 2004 | N/A | N/A | 34.549 | 112.1958 | china
luoyang longyu hongguang electric power co ltd | 55 | subcritical | retired | 2004 | 2017 | N/A | 34.549 | 112.1958 | china
luoyang longyu hongguang electric power co ltd | 55 | subcritical | retired | 2004 | 2017 | N/A | 34.549 | 112.1958 | china
luoyang longyu hongguang electric power co ltd | 55 | subcritical | retired | 2004 | 2017 | N/A | 34.549 | 112.1958 | china
shenhua guohua mengjin electric power co ltd | 1000 | supercritical | cancelled | N/A | N/A | N/A | 34.8648 | 112.5307 | china
shenhua guohua mengjin electric power co ltd | 1000 | supercritical | cancelled | N/A | N/A | N/A | 34.8648 | 112.5307 | china
shenhua guohua mengjin electric power co ltd | 600 | supercritical | operating | 2011 | N/A | N/A | 34.8648 | 112.5307 | china
shenhua guohua mengjin electric power co ltd | 600 | supercritical | operating | 2011 | N/A | N/A | 34.8648 | 112.5307 | china
luoyang huarun thermoelectricity co ltd | 55 | subcritical | retired | 2004 | 2019 | N/A | 34.7429 | 112.773 | china
luoyang huarun thermoelectricity co ltd | 55 | subcritical | retired | 2004 | 2020 | N/A | 34.7429 | 112.773 | china
datang luoyang shouyangshan power generation co ltd | 220 | subcritical | retired | 1985 | 2018 | N/A | 34.7325 | 112.7559 | china
datang luoyang shouyangshan power generation co ltd | 220 | subcritical | retired | 1985 | 2018 | N/A | 34.7325 | 112.7559 | china
datang luoyang shouyangshan power generation co ltd | 300 | subcritical | operating | 1996 | N/A | N/A | 34.7325 | 112.7559 | china
datang luoyang shouyangshan power generation co ltd | 300 | subcritical | operating | 1996 | N/A | N/A | 34.7325 | 112.7559 | china
china resources power henan shouyangshan co ltd | 630 | supercritical | operating | 2006 | N/A | N/A | 34.7365 | 112.6842 | china
china resources power henan shouyangshan co ltd | 630 | supercritical | operating | 2006 | N/A | N/A | 34.7365 | 112.6842 | china
luoyang zhongyou electric power co ltd | 50 | subcritical | retired | 1996 | 2008 | N/A | 34.6284 | 112.6903 | china
luoyang zhongyou electric power co ltd | 50 | subcritical | retired | 1996 | 2008 | N/A | 34.6284 | 112.6903 | china
guoneng (lianjiang) gangdian co ltd | 1000 | ultra-supercritical | cancelled | N/A | N/A | N/A | 26.3922 | 119.7849 | china
guoneng (lianjiang) gangdian co ltd | 1000 | ultra-supercritical | cancelled | N/A | N/A | N/A | 26.3922 | 119.7849 | china
guoneng (lianjiang) gangdian co ltd | 1000 | ultra-supercritical | operating | 2021 | N/A | N/A | 26.3853 | 119.7895 | china
guoneng (lianjiang) gangdian co ltd | 1000 | ultra-supercritical | operating | 2022 | N/A | N/A | 26.3853 | 119.7895 | china
jiangsu datang international lvsigang power generation co ltd | 1000 | ultra-supercritical | permitted | 2026 | N/A | N/A | 32.0586 | 121.7267 | china
jiangsu datang international lvsigang power generation co ltd | 1000 | ultra-supercritical | permitted | 2026 | N/A | N/A | 32.0586 | 121.7267 | china
jiangsu datang international lvsigang power generation co ltd | 660 | ultra-supercritical | operating | 2010 | N/A | N/A | 32.0586 | 121.7267 | china
jiangsu datang international lvsigang power generation co ltd | 660 | ultra-supercritical | operating | 2010 | N/A | N/A | 32.0586 | 121.7267 | china
jiangsu datang international lvsigang power generation co ltd | 660 | ultra-supercritical | operating | 2010 | N/A | N/A | 32.0586 | 121.7267 | china
jiangsu datang international lvsigang power generation co ltd | 660 | ultra-supercritical | operating | 2010 | N/A | N/A | 32.0586 | 121.7267 | china
liaocheng luxi heating co ltd | 90 | unknown | operating | 2017 | N/A | N/A | 36.1597 | 115.8533 | china
liaocheng luxi heating co ltd | 82 | unknown | operating | 2017 | N/A | N/A | 36.1597 | 115.8533 | china
liaocheng luxi heating co ltd | 90 | unknown | operating | 2017 | N/A | N/A | 36.1597 | 115.8533 | china
liaocheng luxi heating co ltd | 50 | unknown | retired | 2004 | 2021 | N/A | 36.1597 | 115.8533 | china
liaocheng luxi heating co ltd | 50 | unknown | retired | 2004 | 2021 | N/A | 36.1597 | 115.8533 | china
liaocheng luxi heating co ltd | 135 | unknown | retired | 2010 | 2021 | N/A | 36.1597 | 115.8533 | china
liaocheng luxi heating co ltd | 135 | unknown | retired | 2010 | 2021 | N/A | 36.1597 | 115.8533 | china
shandong liaocheng luxi first chemical fertilizer co ltd | 50 | unknown | retired | 2004 | 2017 | N/A | 36.4817 | 116.0144 | china
shanxi luxin energy group co ltd | 350 | supercritical | cancelled | N/A | N/A | N/A | 26.2595 | 105.4078 | china
shanxi luxin energy group co ltd | 350 | supercritical | cancelled | N/A | N/A | N/A | 26.2595 | 105.4078 | china
shanxi luxin energy group co ltd | 350 | supercritical | cancelled | N/A | N/A | N/A | 26.2595 | 105.4078 | china
shanxi luxin energy group co ltd | 350 | supercritical | cancelled | N/A | N/A | N/A | 26.2595 | 105.4078 | china
sichuan luzhou chuannan power generation co ltd | 600 | subcritical | cancelled | N/A | N/A | N/A | 28.7747 | 105.2842 | china
sichuan luzhou chuannan power generation co ltd | 600 | subcritical | cancelled | N/A | N/A | N/A | 28.7747 | 105.2842 | china
sichuan luzhou chuannan power generation co ltd | 600 | subcritical | operating | 2007 | N/A | N/A | 28.7747 | 105.2842 | china
sichuan luzhou chuannan power generation co ltd | 600 | subcritical | operating | 2008 | N/A | N/A | 28.7747 | 105.2842 | china
datang anhui power generation co ltd | 1000 | ultra-supercritical | cancelled | N/A | N/A | N/A | 31.5351 | 118.4139 | china
datang anhui power generation co ltd | 1000 | ultra-supercritical | cancelled | N/A | N/A | N/A | 31.5351 | 118.4139 | china
datang anhui power generation co ltd | 660 | supercritical | operating | 2008 | N/A | N/A | 31.5351 | 118.4139 | china
datang anhui power generation co ltd | 660 | supercritical | operating | 2008 | N/A | N/A | 31.5351 | 118.4139 | china
wanneng maanshan power generation co ltd | 660 | ultra-supercritical | operating | 2012 | N/A | N/A | 31.7375 | 118.4797 | china
wanneng maanshan power generation co ltd | 660 | ultra-supercritical | operating | 2012 | N/A | N/A | 31.7375 | 118.4797 | china
guoneng shenwan maanshan power generation co ltd | 330 | subcritical | operating | 1995 | N/A | N/A | 31.7507 | 118.4797 | china
guoneng shenwan maanshan power generation co ltd | 330 | subcritical | operating | 1996 | N/A | N/A | 31.7507 | 118.4797 | china
guoneng shenwan maanshan power generation co ltd | 330 | subcritical | operating | 2006 | N/A | N/A | 31.7507 | 118.4797 | china
guoneng shenwan maanshan power generation co ltd | 330 | subcritical | operating | 2006 | N/A | N/A | 31.7507 | 118.4797 | china
wanneng maanshan power generation co ltd | 125 | subcritical | retired | 1991 | 2007 | N/A | 31.7375 | 118.4797 | china
wanneng maanshan power generation co ltd | 125 | subcritical | retired | 1992 | 2007 | N/A | 31.7375 | 118.4797 | china
wanneng maanshan power generation co ltd | 1000 | ultra-supercritical | announced | N/A | N/A | N/A | 31.7375 | 118.4797 | china
wanneng maanshan power generation co ltd | 1000 | ultra-supercritical | announced | N/A | N/A | N/A | 31.7375 | 118.4797 | china
maanshan iron&steel construction group co ltd | 60 | subcritical | operating | 1993 | N/A | N/A | 31.7175 | 118.4667 | china
maanshan iron&steel construction group co ltd | 135 | subcritical | operating | 2007 | N/A | N/A | 31.7175 | 118.4667 | china
maanshan iron&steel construction group co ltd | 60 | subcritical | operating | 1993 | N/A | N/A | 31.7175 | 118.4667 | china
maanshan iron&steel construction group co ltd | 60 | subcritical | operating | 1998 | N/A | N/A | 31.7175 | 118.4667 | china
maanshan iron&steel construction group co ltd | 60 | subcritical | operating | 1998 | N/A | N/A | 31.7175 | 118.4667 | china
anhui wanbei coal and electricity group co ltd | 1000 | ultra-supercritical | announced | N/A | N/A | N/A | 39.5229 | 111.2338 | china
anhui wanbei coal and electricity group co ltd | 1000 | ultra-supercritical | announced | N/A | N/A | N/A | 39.5229 | 111.2338 | china
xinjiang manasi power plant | 300 | subcritical | operating | 2008 | N/A | N/A | 44.3187 | 86.1682 | china
xinjiang manasi power plant | 300 | subcritical | operating | 2008 | N/A | N/A | 44.3187 | 86.1682 | china
xinjiang manasi power plant | 110 | subcritical | operating | 1994 | N/A | N/A | 44.3187 | 86.1682 | china
xinjiang manasi power plant | 110 | subcritical | operating | 1994 | N/A | N/A | 44.3187 | 86.1682 | china
xinjiang manasi power plant | 110 | subcritical | retired | 1992 | 2018 | N/A | 44.3187 | 86.1682 | china
xinjiang manasi power plant | 110 | subcritical | retired | 1992 | 2018 | N/A | 44.3187 | 86.1682 | china
xinjiang manasi power plant | 100 | subcritical | retired | 1992 | 2016 | N/A | 44.3187 | 86.1682 | china
xinjiang manasi power plant | 110 | subcritical | retired | 1992 | 2016 | N/A | 44.3187 | 86.1682 | china
guangdong changqing (group) mancheng thermal power co ltd | 30 | subcritical | operating | 2017 | N/A | N/A | 39.0219 | 115.3578 | china
guangdong changqing (group) mancheng thermal power co ltd | 30 | subcritical | operating | 2017 | N/A | N/A | 39.0219 | 115.3578 | china
guangdong changqing (group) mancheng thermal power co ltd | 35 | subcritical | operating | 2017 | N/A | N/A | 39.0219 | 115.3578 | china
guangdong changqing (group) mancheng thermal power co ltd | 35 | subcritical | operating | 2017 | N/A | N/A | 39.0219 | 115.3578 | china
middling coal xilingol manglai power generation co ltd | 660 | ultra-supercritical | construction | 2025 | N/A | N/A | 43.9929 | 113.3005 | china
middling coal xilingol manglai power generation co ltd | 660 | ultra-supercritical | construction | 2026 | N/A | N/A | 43.9929 | 113.3005 | china
manzhouli shennengyuandalaihu thermal power co ltd | 200 | unknown | operating | 2012 | N/A | N/A | 49.3957 | 117.6481 | china
manzhouli shennengyuandalaihu thermal power co ltd | 200 | unknown | operating | 2012 | N/A | N/A | 49.3957 | 117.6481 | china
huaneng hulunbeier energy development co ltd | 350 | ultra-supercritical | construction | N/A | N/A | N/A | 49.3957 | 117.6481 | china
huaneng hulunbeier energy development co ltd | 350 | ultra-supercritical | construction | N/A | N/A | N/A | 49.3957 | 117.6481 | china
china coal xinji energy co ltd | 660 | ultra-supercritical | shelved | N/A | N/A | N/A | 32.6839 | 116.5743 | china
china coal xinji energy co ltd | 660 | ultra-supercritical | shelved | N/A | N/A | N/A | 32.6839 | 116.5743 | china
guangdong yudean bohe coal & electrictiy co ltd | 1000 | ultra-supercritical | construction | 2024 | N/A | N/A | 21.441 | 111.2896 | china
guangdong yudean bohe coal & electrictiy co ltd | 1000 | ultra-supercritical | construction | 2024 | N/A | N/A | 21.441 | 111.2896 | china
guangdong yudean bohe coal & electrictiy co ltd | 1000 | ultra-supercritical | operating | 2020 | N/A | N/A | 21.441 | 111.2896 | china
guangdong yudean bohe coal & electrictiy co ltd | 1000 | ultra-supercritical | operating | 2020 | N/A | N/A | 21.441 | 111.2896 | china
maoming zhenneng by thermal power co ltd | 100 | subcritical | retired | 2004 | 2009 | N/A | 21.6756 | 110.8795 | china
maoming zhenneng by thermal power co ltd | 100 | subcritical | retired | 1975 | 2009 | N/A | 21.6756 | 110.8795 | china
maoming zhenneng by thermal power co ltd | 100 | subcritical | retired | 1975 | 2009 | N/A | 21.6756 | 110.8795 | china
maoming zhenneng by thermal power co ltd | 220 | subcritical | operating | 2003 | N/A | N/A | 21.6756 | 110.8795 | china
maoming zhenneng by thermal power co ltd | 330 | subcritical | operating | 2006 | N/A | N/A | 21.6756 | 110.8795 | china
maoming zhenneng by thermal power co ltd | 600 | supercritical | operating | 2013 | N/A | N/A | 21.6756 | 110.8795 | china
maoming zhenneng by thermal power co ltd | 1000 | ultra-supercritical | announced | 2025 | N/A | N/A | 21.6756 | 110.8795 | china
china petrochemical corp maoming branch | 50 | subcritical | operating | 2008 | N/A | N/A | 21.6737 | 110.8745 | china
china petrochemical corp maoming branch | 50 | subcritical | operating | 2008 | N/A | N/A | 21.6737 | 110.8745 | china
china petrochemical corp maoming branch | 50 | subcritical | operating | 1995 | N/A | N/A | 21.6737 | 110.8745 | china
china petrochemical corp maoming branch | 30 | subcritical | operating | 2016 | N/A | N/A | 21.6737 | 110.8745 | china
hebei datang matou power generation co ltd | 110 | subcritical | retired | 1976 | 2010 | N/A | 36.487 | 114.4252 | china
hebei datang matou power generation co ltd | 110 | subcritical | retired | 1977 | 2010 | N/A | 36.487 | 114.4252 | china
datang hebei power generation co ltd | 300 | subcritical | operating | 2010 | N/A | N/A | 36.487 | 114.4252 | china
datang hebei power generation co ltd | 300 | subcritical | operating | 2010 | N/A | N/A | 36.487 | 114.4252 | china
hebei datang matou power generation co ltd | 220 | subcritical | retired | 1983 | 2017 | N/A | 36.487 | 114.4252 | china
hebei datang matou power generation co ltd | 220 | subcritical | retired | 1994 | 2018 | N/A | 36.487 | 114.4252 | china
hebei datang matou power generation co ltd | 200 | subcritical | retired | 1978 | 2008 | N/A | 36.487 | 114.4252 | china
hebei datang matou power generation co ltd | 200 | subcritical | retired | 1979 | 2010 | N/A | 36.487 | 114.4252 | china
shenzhen mawan power co ltd | 660 | ultra-supercritical | permitted | 2027 | N/A | N/A | 22.4816 | 113.8716 | china
shenzhen mawan power co ltd | 660 | ultra-supercritical | permitted | 2027 | N/A | N/A | 22.4816 | 113.8716 | china
shenzhen mawan power co ltd | 320 | subcritical | retired | 1993 | 2024 | N/A | 22.4816 | 113.8716 | china
shenzhen mawan power co ltd | 320 | subcritical | retired | 1994 | 2024 | N/A | 22.4816 | 113.8716 | china
shenzhen mawan power co ltd | 320 | subcritical | operating | 1996 | N/A | N/A | 22.4816 | 113.8716 | china
shenzhen mawan power co ltd | 320 | subcritical | operating | 1997 | N/A | N/A | 22.4816 | 113.8716 | china
shenzhen mawan power co ltd | 330 | subcritical | operating | 2002 | N/A | N/A | 22.4816 | 113.8716 | china
shenzhen mawan power co ltd | 330 | subcritical | operating | 2003 | N/A | N/A | 22.4816 | 113.8716 | china
guizhou panjiang coal and electricity group co ltd | 660 | unknown | cancelled | N/A | N/A | N/A | 25.4048 | 104.7195 | china
guizhou panjiang coal and electricity group co ltd | 660 | unknown | cancelled | N/A | N/A | N/A | 25.4048 | 104.7195 | china
guizhou panjiang coal and electricity group co ltd | 660 | unknown | cancelled | N/A | N/A | N/A | 25.4048 | 104.7195 | china
guizhou panjiang coal and electricity group co ltd | 660 | unknown | cancelled | N/A | N/A | N/A | 25.4048 | 104.7195 | china
guangdong yuejia electric power co ltd | 135 | subcritical | retired | 2004 | 2016 | N/A | 24.3032 | 116.0659 | china
guangdong yuejia electric power co ltd | 135 | subcritical | retired | 2005 | 2016 | N/A | 24.3032 | 116.0659 | china
guangdong yuejia electric power co ltd | 125 | subcritical | retired | 1997 | 2010 | N/A | 24.3032 | 116.0659 | china
guangdong yuejia electric power co ltd | 125 | subcritical | retired | 1997 | 2010 | N/A | 24.3032 | 116.0659 | china
guangdong yuejia electric power co ltd | 50 | subcritical | retired | 1991 | 2008 | N/A | 24.3032 | 116.0659 | china
guangdong yuejia electric power co ltd | 50 | subcritical | retired | 1991 | 2008 | N/A | 24.3032 | 116.0659 | china
shaanxi meixin industrial investment co ltd | 350 | supercritical | operating | 2022 | N/A | N/A | 34.9653 | 108.9758 | china
shaanxi meixin industrial investment co ltd | 350 | supercritical | operating | 2022 | N/A | N/A | 34.9653 | 108.9758 | china
shaanxi meixin industrial investment co ltd | 350 | supercritical | operating | 2016 | N/A | N/A | 34.9653 | 108.9758 | china
shaanxi meixin industrial investment co ltd | 350 | supercritical | operating | 2016 | N/A | N/A | 34.9653 | 108.9758 | china
meiya power development co ltd | 350 | supercritical | cancelled | N/A | N/A | N/A | 34.3631 | 107.0597 | china
meiya power development co ltd | 350 | supercritical | cancelled | N/A | N/A | N/A | 34.3631 | 107.0597 | china
sdic yunding meizhouwan power co ltd | 660 | ultra-supercritical | permitted | 2025 | N/A | N/A | 25.1608 | 119.0333 | china
sdic yunding meizhouwan power co ltd | 660 | ultra-supercritical | permitted | 2025 | N/A | N/A | 25.1608 | 119.0333 | china
sdic yunding meizhouwan power co ltd | 1000 | ultra-supercritical | operating | 2017 | N/A | N/A | 25.1608 | 119.0333 | china
sdic yunding meizhouwan power co ltd | 1000 | ultra-supercritical | operating | 2017 | N/A | N/A | 25.1608 | 119.0333 | china
sdic yunding meizhouwan power co ltd | 393 | subcritical | operating | 2001 | N/A | N/A | 25.1608 | 119.0333 | china
sdic yunding meizhouwan power co ltd | 393 | subcritical | operating | 2001 | N/A | N/A | 25.1608 | 119.0333 | china
huaneng power international inc | 1000 | unknown | cancelled | N/A | N/A | N/A | 33.2768 | 116.5871 | china
huaneng power international inc | 1000 | unknown | cancelled | N/A | N/A | N/A | 33.2768 | 116.5871 | china
yima coal industry group co ltd | 50 | subcritical | cancelled | N/A | N/A | N/A | 34.825 | 112.447 | china
yima coal industry group co ltd | 50 | subcritical | cancelled | N/A | N/A | N/A | 34.825 | 112.447 | china
inner mongolia energy power generation investment group co ltd | 600 | unknown | cancelled | N/A | N/A | N/A | 40.736 | 108.652 | china
inner mongolia energy power generation investment group co ltd | 350 | supercritical | cancelled | N/A | N/A | N/A | 40.7333 | 108.65 | china
inner mongolia energy power generation investment group co ltd | 350 | supercritical | cancelled | N/A | N/A | N/A | 40.7333 | 108.65 | china
ordos beijiao thermal power co ltd | 330 | subcritical | operating | 2015 | N/A | N/A | 39.8465 | 109.9844 | china
ordos beijiao thermal power co ltd | 330 | subcritical | operating | 2015 | N/A | N/A | 39.8465 | 109.9844 | china
ordos beijiao thermal power co ltd | 660 | subcritical | operating | 2022 | N/A | N/A | 39.846 | 109.9849 | china
ordos beijiao thermal power co ltd | 660 | supercritical | operating | 2023 | N/A | N/A | 39.846 | 109.9849 | china
mengzhou rongxing energy technology co ltd | 30 | CFB | shelved | 2024 | N/A | N/A | 34.8979 | 112.7296 | china
mengzhou rongxing energy technology co ltd | 30 | CFB | shelved | 2024 | N/A | N/A | 34.8979 | 112.7296 | china
mengzhou rongxing energy technology co ltd | 30 | CFB | construction | 2024 | N/A | N/A | 34.8979 | 112.7296 | china
henan zhongmai group co ltd | 50 | subcritical | retired | N/A | 2004 | N/A | 34.7775 | 111.7621 | china
henan zhongmai group co ltd | 50 | subcritical | retired | N/A | 2004 | N/A | 34.7775 | 111.7621 | china
henan zhongmai group co ltd | 160 | subcritical | cancelled | N/A | N/A | N/A | 34.7775 | 111.7621 | china
henan zhongmai group co ltd | 160 | subcritical | cancelled | N/A | N/A | N/A | 34.7775 | 111.7621 | china
changan huazhong power generation co ltd | 1000 | ultra-supercritical | announced | 2026 | N/A | N/A | 28.7029 | 113.026 | china
changan huazhong power generation co ltd | 1000 | ultra-supercritical | announced | 2026 | N/A | N/A | 28.7029 | 113.026 | china
changan huazhong power generation co ltd | 1000 | ultra-supercritical | permitted | 2026 | N/A | N/A | 28.7029 | 113.026 | china
changan huazhong power generation co ltd | 1000 | ultra-supercritical | permitted | 2026 | N/A | N/A | 28.7029 | 113.026 | china
guizhou mingchuan energy investment co ltd | 350 | unknown | cancelled | N/A | N/A | N/A | 25.4333 | 105.2 | china
guizhou mingchuan energy investment co ltd | 350 | unknown | cancelled | N/A | N/A | N/A | 25.4333 | 105.2 | china
minjiang power plant of guodian sichuan power generation co ltd | 135 | subcritical | retired | 2006 | 2012 | N/A | 29.5092 | 103.5081 | china
minjiang power plant of guodian sichuan power generation co ltd | 135 | subcritical | retired | 2006 | 2012 | N/A | 29.5092 | 103.5081 | china
harbin huayue thermal power co ltd | 80 | unknown | shelved | N/A | N/A | N/A | 45.8353 | 126.7517 | china
harbin huayue thermal power co ltd | 80 | unknown | shelved | N/A | N/A | N/A | 45.8353 | 126.7517 | china
harbin huayue thermal power co ltd | 80 | unknown | shelved | N/A | N/A | N/A | 45.8353 | 126.7517 | china
harbin huayue thermal power co ltd | 80 | unknown | shelved | N/A | N/A | N/A | 45.8353 | 126.7517 | china
mudanjiang thermal power co ltd | 80 | unknown | operating | N/A | N/A | N/A | 44.5698 | 129.6317 | china
mudanjiang thermal power co ltd | 100 | unknown | operating | 2022 | N/A | N/A | 44.5698 | 129.6317 | china
huadian energy co ltd mudanjiang second power plant | 100 | subcritical | retired | 1981 | 2010 | N/A | 44.6571 | 129.6504 | china
huadian energy co ltd mudanjiang second power plant | 100 | subcritical | retired | 1981 | 2010 | N/A | 44.6571 | 129.6504 | china
huadian energy co ltd mudanjiang second power plant | 100 | subcritical | retired | 1983 | 2010 | N/A | 44.6571 | 129.6504 | china
huadian energy co ltd mudanjiang second power plant | 100 | subcritical | retired | 1985 | 2010 | N/A | 44.6571 | 129.6504 | china
huadian energy co ltd mudanjiang second power plant | 215 | subcritical | retired | 1989 | 2020 | N/A | 44.6571 | 129.6504 | china
huadian energy co ltd mudanjiang second power plant | 215 | subcritical | operating | 1991 | N/A | N/A | 44.6571 | 129.6504 | china
huadian energy co ltd mudanjiang second power plant | 200 | subcritical | operating | 1995 | N/A | N/A | 44.6571 | 129.6504 | china
huadian energy co ltd mudanjiang second power plant | 300 | subcritical | operating | 2010 | N/A | N/A | 44.6571 | 129.6504 | china
huadian energy co ltd mudanjiang second power plant | 300 | subcritical | operating | 2011 | N/A | N/A | 44.6571 | 129.6504 | china
sujin shuozhou coal gangue power generation co ltd | 660 | supercritical | operating | 2020 | N/A | N/A | 39.5469 | 112.312 | china
sujin shuozhou coal gangue power generation co ltd | 660 | supercritical | operating | 2020 | N/A | N/A | 39.5469 | 112.312 | china
china energy investment corp | 600 | supercritical | cancelled | N/A | N/A | N/A | 42.867 | 120.658 | china
china energy investment corp | 600 | unknown | cancelled | N/A | N/A | N/A | 42.867 | 120.658 | china
jiangxi chenming paper co ltd | 50 | subcritical | operating | 2006 | N/A | N/A | 28.771 | 115.8999 | china
jiangxi chenming paper co ltd | 50 | subcritical | operating | 2006 | N/A | N/A | 28.771 | 115.8999 | china
state power investment corporation jiangxi electric power co ltd nanchang power plant | 125 | subcritical | retired | 1986 | 2009 | N/A | 28.7173 | 115.9204 | china
state power investment corporation jiangxi electric power co ltd nanchang power plant | 125 | subcritical | retired | 1988 | 2009 | N/A | 28.7173 | 115.9204 | china
chongqing nanchuan aixi electric co ltd | 50 | subcritical | retired | 1998 | 2019 | N/A | 29.2707 | 107.2619 | china
nanhai changhai power co ltd | 50 | unknown | retired | 1996 | 2021 | N/A | 22.9393 | 112.8992 | china
nanhai changhai power co ltd | 75 | unknown | operating | 2011 | N/A | N/A | 22.9393 | 112.8992 | china
nanhai no.1 power generation plant co ltd | 220 | subcritical | operating | 1998 | N/A | N/A | 22.8858 | 112.9177 | china
nanhai no.1 power generation plant co ltd | 220 | subcritical | operating | 1998 | N/A | N/A | 22.8858 | 112.9177 | china
foshan city nanhai kingpower power plant co ltd | 330 | subcritical | operating | 2010 | N/A | N/A | 22.8863 | 112.9179 | china
foshan city nanhai kingpower power plant co ltd | 330 | subcritical | operating | 2010 | N/A | N/A | 22.8863 | 112.9179 | china
nanjing chemical park thermal power co ltd | 55 | subcritical | operating | 2005 | N/A | N/A | 32.2721 | 118.8155 | china
nanjing chemical park thermal power co ltd | 55 | subcritical | operating | 2005 | N/A | N/A | 32.2721 | 118.8155 | china
nanjing chemical park thermal power co ltd | 300 | subcritical | operating | 2009 | N/A | N/A | 32.2721 | 118.8155 | china
nanjing chemical park thermal power co ltd | 300 | subcritical | operating | 2009 | N/A | N/A | 32.2721 | 118.8155 | china
huaneng nanjing thermal power co ltd | 50 | subcritical | operating | 2016 | N/A | N/A | 32.202 | 118.8794 | china
huaneng nanjing thermal power co ltd | 50 | subcritical | operating | 2016 | N/A | N/A | 32.202 | 118.8794 | china
nanjing huarun thermal power co ltd | 135 | subcritical | retired | 2004 | 2011 | N/A | 31.9465 | 118.6293 | china
nanjing huarun thermal power co ltd | 135 | subcritical | retired | 2004 | 2011 | N/A | 31.9465 | 118.6293 | china
nanjing huarun thermal power co ltd | 330 | subcritical | operating | 2005 | N/A | N/A | 31.9465 | 118.6293 | china
nanjing huarun thermal power co ltd | 330 | subcritical | operating | 2005 | N/A | N/A | 31.9465 | 118.6293 | china
shanghai meishan iron & steel co ltd | 50 | subcritical | operating | 2001 | N/A | N/A | 31.9007 | 118.614 | china
shanghai meishan iron & steel co ltd | 60 | subcritical | operating | 2001 | N/A | N/A | 31.9007 | 118.614 | china
huaneng nanjing thermal power co ltd | 320 | supercritical | operating | 1994 | N/A | N/A | 32.206 | 118.7528 | china
huaneng nanjing thermal power co ltd | 320 | supercritical | operating | 1994 | N/A | N/A | 32.206 | 118.7528 | china
nanjing gcl domestic sludge power generation co ltd | 55 | unknown | retired | N/A | 2018 | N/A | 31.8792 | 118.8355 | china
nanjing gcl domestic sludge power generation co ltd | 55 | unknown | retired | N/A | 2018 | N/A | 31.8792 | 118.8355 | china
nanjing no 2 thermoelectrical power plant | 55 | unknown | retired | 1988 | 2014 | N/A | 32.1425 | 118.8333 | china
nanjing no 2 thermoelectrical power plant | 55 | unknown | retired | 1991 | 2014 | N/A | 32.1425 | 118.8333 | china
nanjing no 2 thermoelectrical power plant | 125 | unknown | retired | 2008 | 2014 | N/A | 32.1425 | 118.8333 | china
N/A | 50 | CFB | permitted | N/A | N/A | N/A | 22.8428 | 108.91 | china
N/A | 50 | CFB | permitted | N/A | N/A | N/A | 22.8428 | 108.91 | china
N/A | 50 | CFB | operating | 2024 | N/A | N/A | 22.8428 | 108.91 | china
guodian nanning power generation co ltd | 660 | ultra-supercritical | announced | 2017 | N/A | N/A | 22.7885 | 108.94 | china
guodian nanning power generation co ltd | 660 | ultra-supercritical | announced | 2017 | N/A | N/A | 22.7885 | 108.94 | china
guodian nanning power generation co ltd | 660 | supercritical | operating | 2011 | N/A | N/A | 22.7885 | 108.94 | china
guodian nanning power generation co ltd | 660 | supercritical | operating | 2012 | N/A | N/A | 22.7885 | 108.94 | china
taisheng (fujian) bamboo resources development co ltd | 45 | CFB | permitted | N/A | N/A | N/A | 26.5297 | 118.2835 | china
taisheng (fujian) bamboo resources development co ltd | 45 | CFB | permitted | N/A | N/A | N/A | 26.5297 | 118.2835 | china
guodian quanzhou thermoelectricity co ltd | 660 | ultra-supercritical | permitted | N/A | N/A | N/A | 25.2044 | 118.9438 | china
guodian quanzhou thermoelectricity co ltd | 660 | ultra-supercritical | permitted | N/A | N/A | N/A | 25.2044 | 118.9438 | china
guodian quanzhou thermoelectricity co ltd | 670 | supercritical | operating | 2011 | N/A | N/A | 25.2044 | 118.9438 | china
guodian quanzhou thermoelectricity co ltd | 670 | supercritical | operating | 2012 | N/A | N/A | 25.2044 | 118.9438 | china
guodian quanzhou thermoelectricity co ltd | 300 | subcritical | operating | 2005 | N/A | N/A | 25.2044 | 118.9438 | china
guodian quanzhou thermoelectricity co ltd | 300 | subcritical | operating | 2006 | N/A | N/A | 25.2044 | 118.9438 | china
guangzhou china resources zhujiang thermal power co ltd | 350 | supercritical | cancelled | N/A | N/A | N/A | 22.7311 | 113.5561 | china
guangzhou china resources zhujiang thermal power co ltd | 350 | supercritical | cancelled | N/A | N/A | N/A | 22.7311 | 113.5561 | china
shandong nanshan aluminium co ltd | 330 | subcritical | operating | 2010 | N/A | N/A | 37.7287 | 120.4433 | china
shandong nanshan aluminium co ltd | 330 | subcritical | operating | 2010 | N/A | N/A | 37.7287 | 120.4433 | china
shandong nanshan aluminium co ltd | 330 | subcritical | operating | 2011 | N/A | N/A | 37.7287 | 120.4433 | china
shandong nanshan aluminium co ltd | 220 | subcritical | operating | 2006 | N/A | N/A | 37.7287 | 120.4433 | china
shandong nanshan aluminium co ltd | 220 | subcritical | retired | 2007 | 2022 | N/A | 37.7287 | 120.4433 | china
shandong nanshan aluminium co ltd | 150 | subcritical | operating | 2003 | N/A | N/A | 37.7287 | 120.4433 | china
shandong nanshan aluminium co ltd | 150 | subcritical | operating | 2003 | N/A | N/A | 37.7287 | 120.4433 | china
shandong yili electric industry co ltd | 150 | subcritical | retired | 2009 | 2022 | N/A | 37.5931 | 120.4704 | china
shandong yili electric industry co ltd | 150 | subcritical | operating | 2012 | N/A | N/A | 37.5931 | 120.4704 | china
shandong yili electric industry co ltd | 60 | subcritical | retired | 2001 | 2016 | N/A | 37.5931 | 120.4704 | china
shandong yili electric industry co ltd | 60 | subcritical | retired | 2001 | 2016 | N/A | 37.5931 | 120.4704 | china
chongqing nantong mining co ltd | 300 | CFB | cancelled | N/A | N/A | N/A | 28.8473 | 106.7745 | china
chongqing nantong mining co ltd | 300 | CFB | cancelled | N/A | N/A | N/A | 28.8473 | 106.7745 | china
huaneng international power jiangsu energy development co ltd nantong power plant | 1000 | ultra-supercritical | construction | N/A | N/A | N/A | 32.223 | 121.5486 | china
huaneng international power jiangsu energy development co ltd nantong power plant | 1000 | ultra-supercritical | construction | N/A | N/A | N/A | 32.223 | 121.5486 | china
yankuang keao aluminum industry co ltd | 50 | subcritical | retired | 2003 | 2017 | N/A | 35.3761 | 116.87 | china
yankuang keao aluminum industry co ltd | 50 | subcritical | retired | 2003 | 2017 | N/A | 35.3761 | 116.87 | china
guangdong huadian shaoguan thermal power co ltd | 350 | supercritical | operating | 2018 | N/A | N/A | 25.1462 | 114.2906 | china
guangdong huadian shaoguan thermal power co ltd | 350 | supercritical | operating | 2019 | N/A | N/A | 25.1462 | 114.2906 | china
nan ya co-generation plant (kunshan) co ltd | 56 | unknown | operating | 2004 | N/A | N/A | 31.333 | 120.9784 | china
nan ya co-generation plant (kunshan) co ltd | 56 | unknown | operating | 2005 | N/A | N/A | 31.333 | 120.9784 | china
nan ya co-generation plant (kunshan) co ltd | 36 | unknown | retired | N/A | 2016 | N/A | 31.333 | 120.9784 | china
sdic nanyang thermal power co ltd | 210 | subcritical | operating | 2008 | N/A | N/A | 33.0307 | 112.5106 | china
sdic nanyang thermal power co ltd | 210 | subcritical | operating | 2008 | N/A | N/A | 33.0307 | 112.5106 | china
investment in nanyang power generation co ltd | 1000 | ultra-supercritical | construction | N/A | N/A | N/A | 33.0864 | 111.9 | china
investment in nanyang power generation co ltd | 1000 | ultra-supercritical | construction | N/A | N/A | N/A | 33.0864 | 111.9 | china
investment in nanyang power generation co ltd | 1000 | ultra-supercritical | operating | 2020 | N/A | N/A | 33.0864 | 111.9 | china
investment in nanyang power generation co ltd | 1000 | ultra-supercritical | operating | 2021 | N/A | N/A | 33.0864 | 111.9 | china
nanyang yahekou power generation co ltd | 350 | subcritical | operating | 1998 | N/A | N/A | 33.3086 | 112.6445 | china
nanyang yahekou power generation co ltd | 350 | subcritical | operating | 1999 | N/A | N/A | 33.3086 | 112.6445 | china
nanyang tianyi power generation co ltd | 600 | supercritical | operating | 2008 | N/A | N/A | 33.3086 | 112.6445 | china
nanyang tianyi power generation co ltd | 600 | supercritical | operating | 2008 | N/A | N/A | 33.3086 | 112.6445 | china
nanyang yahekou power generation co ltd | 1000 | ultra-supercritical | cancelled | N/A | N/A | N/A | 33.3086 | 112.6445 | china
nanyang yahekou power generation co ltd | 1000 | ultra-supercritical | cancelled | N/A | N/A | N/A | 33.3086 | 112.6445 | china
guizhou yufu energy development co ltd | 45 | unknown | shelved | 2022 | N/A | N/A | 26.8541 | 105.3882 | china
guizhou yufu energy development co ltd | 45 | unknown | shelved | 2022 | N/A | N/A | 26.8541 | 105.3882 | china
guizhou yufu energy development co ltd | 45 | unknown | shelved | 2022 | N/A | N/A | 26.8541 | 105.3882 | china
guizhou yufu energy development co ltd | 45 | unknown | shelved | 2022 | N/A | N/A | 26.8541 | 105.3882 | china
cpi guizhou jinyuan group co ltd | 300 | subcritical | operating | 2003 | N/A | N/A | 26.6526 | 105.1823 | china
cpi guizhou jinyuan group co ltd | 300 | subcritical | operating | 2003 | N/A | N/A | 26.6526 | 105.1823 | china
cpi guizhou jinyuan group co ltd | 300 | subcritical | operating | 2004 | N/A | N/A | 26.6526 | 105.1823 | china
cpi guizhou jinyuan group co ltd | 300 | subcritical | operating | 2004 | N/A | N/A | 26.6526 | 105.1823 | china
cpi guizhou jinyuan group co ltd | 300 | subcritical | operating | 2005 | N/A | N/A | 26.5998 | 105.2024 | china
cpi guizhou jinyuan group co ltd | 300 | subcritical | operating | 2005 | N/A | N/A | 26.5998 | 105.2024 | china
cpi guizhou jinyuan group co ltd | 300 | subcritical | operating | 2006 | N/A | N/A | 26.5976 | 105.2029 | china
cpi guizhou jinyuan group co ltd | 300 | subcritical | operating | 2006 | N/A | N/A | 26.5976 | 105.2029 | china
guodian sichuan electric power co ltd baima power plant | 200 | subcritical | retired | 1988 | 2011 | N/A | 29.5274 | 105.0051 | china
huadian sichuan electric power co ltd neijiang power plant | 200 | subcritical | retired | 1989 | 2018 | N/A | 29.5274 | 105.0051 | china
huadian sichuan electric power co ltd neijiang power plant | 220 | subcritical | retired | 1996 | 2018 | N/A | 29.5274 | 105.0051 | china
sichuan baima cycle fluidized bed demonstration power plant co ltd | 300 | subcritical | operating | 2006 | N/A | N/A | 29.5245 | 105.0121 | china
sichuan baima cycle fluidized bed demonstration power plant co ltd | 600 | supercritical | operating | 2013 | N/A | N/A | 29.5245 | 105.0121 | china
huadian sichuan electric power co ltd neijiang power plant | 100 | subcritical | operating | 1996 | N/A | 2022 | 29.5546 | 105.0846 | china
niangziguan power plant of china power investment corp | 600 | supercritical | cancelled | N/A | N/A | N/A | 37.9611 | 113.8473 | china
niangziguan power plant of china power investment corp | 600 | supercritical | cancelled | N/A | N/A | N/A | 37.9611 | 113.8473 | china
niangziguan power plant of china power investment corp | 100 | subcritical | retired | 1971 | 2007 | N/A | 37.9611 | 113.8473 | china
niangziguan power plant of china power investment corp | 100 | subcritical | retired | 1975 | 2007 | N/A | 37.9611 | 113.8473 | china
niangziguan power plant of china power investment corp | 100 | subcritical | retired | 1980 | 2009 | N/A | 37.9611 | 113.8473 | china
niangziguan power plant of china power investment corp | 100 | subcritical | retired | 1982 | 2009 | N/A | 37.9611 | 113.8473 | china
ningbo zhonghua paper co ltd | 62.4 | subcritical | operating | 1998 | N/A | N/A | 29.963 | 121.7698 | china
ningbo zhonghua paper co ltd | 62.4 | subcritical | operating | 1998 | N/A | N/A | 29.963 | 121.7698 | china
ningbo zhonghua paper co ltd | 62 | unknown | operating | 2004 | N/A | N/A | 29.963 | 121.7698 | china
ningbo zhonghua paper co ltd | 62 | unknown | operating | 2004 | N/A | N/A | 29.963 | 121.7698 | china
ningbo jiufeng thermal power co ltd | 30 | unknown | operating | 2003 | N/A | N/A | 30.0515 | 121.6227 | china
ningbo green stone power co ltd | 60 | unknown | construction | 2026 | N/A | N/A | 30.0446 | 121.6481 | china
ningbo green stone power co ltd | 60 | unknown | construction | 2026 | N/A | N/A | 30.0446 | 121.6481 | china
wanhua chemical (ningbo) thermal power co ltd | 50 | unknown | operating | 2005 | N/A | N/A | 29.9392 | 121.9503 | china
wanhua chemical (ningbo) thermal power co ltd | 30 | unknown | operating | 2005 | N/A | N/A | 29.9392 | 121.9503 | china
ningcheng lihe thermal power co ltd | 30 | CFB | construction | 2024 | N/A | N/A | 41.5605 | 119.3411 | china
ningcheng lihe thermal power co ltd | 30 | CFB | construction | 2024 | N/A | N/A | 41.5605 | 119.3411 | china
ningcheng lihe thermal power co ltd | 30 | CFB | construction | 2024 | N/A | N/A | 41.5605 | 119.3411 | china
fujian datang international ningde power generation co ltd | 1000 | supercritical | cancelled | N/A | N/A | N/A | 26.7574 | 119.7354 | china
fujian datang international ningde power generation co ltd | 1000 | supercritical | cancelled | N/A | N/A | N/A | 26.7574 | 119.7354 | china
fujian datang international ningde power generation co ltd | 660 | supercritical | operating | 2009 | N/A | N/A | 26.7574 | 119.7354 | china
fujian datang international ningde power generation co ltd | 660 | supercritical | operating | 2008 | N/A | N/A | 26.7574 | 119.7354 | china
fujian datang international ningde power generation co ltd | 600 | supercritical | operating | 2006 | N/A | N/A | 26.7574 | 119.7354 | china
fujian datang international ningde power generation co ltd | 600 | supercritical | operating | 2006 | N/A | N/A | 26.7574 | 119.7354 | china
guoneng zheneng ningdong power generation co ltd | 1000 | ultra-supercritical | operating | 2019 | N/A | N/A | 37.8376 | 106.6665 | china
guoneng zheneng ningdong power generation co ltd | 1000 | ultra-supercritical | operating | 2019 | N/A | N/A | 37.8376 | 106.6665 | china
chalco ningxia energy group maliantai power generation branch | 1000 | supercritical | cancelled | N/A | N/A | N/A | 38.1733 | 106.5706 | china
chalco ningxia energy group maliantai power generation branch | 1000 | supercritical | cancelled | N/A | N/A | N/A | 38.1733 | 106.5706 | china
chalco ningxia energy group maliantai power generation branch | 330 | subcritical | operating | 2006 | N/A | N/A | 38.1734 | 106.5695 | china
chalco ningxia energy group maliantai power generation branch | 330 | subcritical | operating | 2006 | N/A | N/A | 38.1734 | 106.5695 | china
guoneng ningdong no.2 power generation co ltd | 660 | ultra-supercritical | operating | 2017 | N/A | N/A | 37.8448 | 106.7868 | china
guoneng ningdong no.2 power generation co ltd | 660 | ultra-supercritical | operating | 2017 | N/A | N/A | 37.8448 | 106.7868 | china
guoneng ningdong no.2 power generation co ltd | 330 | subcritical | operating | 2010 | N/A | N/A | 37.8448 | 106.7868 | china
guoneng ningdong no.2 power generation co ltd | 330 | subcritical | operating | 2010 | N/A | N/A | 37.8448 | 106.7868 | china
guoneng ningdong no.1 power generation co ltd | 330 | subcritical | operating | 2013 | N/A | N/A | 38.1925 | 106.6939 | china
guoneng ningdong no.1 power generation co ltd | 330 | subcritical | operating | 2013 | N/A | N/A | 38.1925 | 106.6939 | china
zhejiang guohua zheneng power generation co ltd | 1000 | ultra-supercritical/CCS | operating | 2009 | N/A | N/A | 29.4818 | 121.5115 | china
zhejiang guohua zheneng power generation co ltd | 1055 | ultra-supercritical/CCS | operating | 2009 | N/A | N/A | 29.4818 | 121.5115 | china
zhejiang guohua zheneng power generation co ltd | 600 | subcritical/CCS | operating | 2006 | N/A | N/A | 29.4818 | 121.5115 | china
zhejiang guohua zheneng power generation co ltd | 600 | subcritical/CCS | operating | 2005 | N/A | N/A | 29.4818 | 121.5115 | china
zhejiang guohua zheneng power generation co ltd | 600 | subcritical/CCS | operating | 2006 | N/A | N/A | 29.4818 | 121.5115 | china
zhejiang guohua zheneng power generation co ltd | 600 | subcritical/CCS | operating | 2007 | N/A | N/A | 29.4818 | 121.5115 | china
china resources power (ningwu) co ltd | 1000 | supercritical | cancelled | N/A | N/A | N/A | 39.032 | 112.3141 | china
china resources power (ningwu) co ltd | 1000 | supercritical | cancelled | N/A | N/A | N/A | 39.032 | 112.3141 | china
china resources power (ningwu) co ltd | 350 | supercritical | operating | 2022 | N/A | N/A | 39.0433 | 112.313 | china
china resources power (ningwu) co ltd | 350 | supercritical | operating | 2023 | N/A | N/A | 39.0433 | 112.313 | china
ningxia changyi clean energy co ltd | 40 | unknown | permitted | N/A | N/A | N/A | 37.8958 | 106.6939 | china
ningxia changyi clean energy co ltd | 40 | unknown | permitted | N/A | N/A | N/A | 37.8958 | 106.6939 | china
ningxia jinyuyuan chiemical industry group co ltd | 50 | unknown | operating | 2006 | N/A | N/A | 37.8828 | 106.022 | china
ningxia jinyuyuan chiemical industry group co ltd | 50 | unknown | operating | 2006 | N/A | N/A | 37.8828 | 106.022 | china
ningxia eco textile industrial park energy management co ltd | 60 | unknown | cancelled | N/A | N/A | N/A | 38.5525 | 106.3393 | china
ningxia eco textile industrial park energy management co ltd | 60 | unknown | cancelled | N/A | N/A | N/A | 38.5525 | 106.3393 | china
ningxia eco textile industrial park energy management co ltd | 60 | unknown | cancelled | N/A | N/A | N/A | 38.5525 | 106.3393 | china
china huadian ningxia lingwu electric power co ltd | 1000 | ultra-supercritical | cancelled | N/A | N/A | N/A | 38.1483 | 106.3458 | china
china huadian ningxia lingwu electric power co ltd | 1000 | ultra-supercritical | cancelled | N/A | N/A | N/A | 38.1483 | 106.3458 | china
china huadian ningxia lingwu electric power co ltd | 1060 | ultra-supercritical | operating | 2010 | N/A | N/A | 38.1483 | 106.3458 | china
china huadian ningxia lingwu electric power co ltd | 1060 | ultra-supercritical | operating | 2011 | N/A | N/A | 38.1483 | 106.3458 | china
china huadian ningxia lingwu electric power co ltd | 600 | subcritical | operating | 2007 | N/A | N/A | 38.1483 | 106.3458 | china
china huadian ningxia lingwu electric power co ltd | 600 | subcritical | operating | 2007 | N/A | N/A | 38.1483 | 106.3458 | china
ningxia generate electricity group liupanshan thermoelectricity factory | 330 | subcritical | operating | 2010 | N/A | N/A | 36.0444 | 106.2919 | china
ningxia generate electricity group liupanshan thermoelectricity factory | 330 | subcritical | operating | 2010 | N/A | N/A | 36.0444 | 106.2919 | china
ningxia electric power co ltd of national energy group | 1000 | ultra-supercritical | construction | N/A | N/A | N/A | 36.0444 | 106.2919 | china
ningxia electric power co ltd of national energy group | 1000 | ultra-supercritical | construction | N/A | N/A | N/A | 36.0444 | 106.2919 | china
mcc meili cloud computing industry investment co ltd | 50 | subcritical | operating | 2001 | N/A | N/A | 37.5124 | 105.2777 | china
mcc meili cloud computing industry investment co ltd | 50 | subcritical | operating | 2001 | N/A | N/A | 37.5124 | 105.2777 | china
mcc meili cloud computing industry investment co ltd | 50 | subcritical | operating | 2001 | N/A | N/A | 37.5124 | 105.2777 | china
china energy group ningxia coal industry co ltd | 50 | unknown | operating | 2010 | N/A | N/A | 38.1845 | 106.6407 | china
china energy group ningxia coal industry co ltd | 50 | unknown | operating | 2010 | N/A | N/A | 38.1845 | 106.6407 | china
ningxia risheng high-tech industry co ltd | 30 | unknown | operating | 2023 | N/A | N/A | 39.2885 | 106.7638 | china
ningxia risheng high-tech industry co ltd | 75 | unknown | cancelled | N/A | N/A | N/A | 39.2885 | 106.7638 | china
ningxia risheng high-tech industry co ltd | 75 | unknown | cancelled | N/A | N/A | N/A | 39.2885 | 106.7638 | china
ningxia risheng high-tech industry co ltd | 30 | unknown | operating | 2018 | N/A | N/A | 39.2885 | 106.7638 | china
ningxia risheng high-tech industry co ltd | 30 | unknown | operating | 2018 | N/A | N/A | 39.2885 | 106.7638 | china
ningxia risheng high-tech industry co ltd | 30 | unknown | operating | 2018 | N/A | N/A | 39.2885 | 106.7638 | china
ningxia tianrui thermal energy supply co ltd | 50 | unknown | retired | N/A | 2018 | N/A | 38.912 | 106.4303 | china
ningxia tianrui thermal energy supply co ltd | 60 | unknown | retired | N/A | 2018 | N/A | 38.912 | 106.4303 | china
ningxia tianrui thermal energy supply co ltd | 50 | unknown | operating | 2017 | N/A | N/A | 38.912 | 106.4303 | china
ningxia tianrui thermal energy supply co ltd | 50 | unknown | operating | 2017 | N/A | N/A | 38.912 | 106.4303 | china
ningxia zaoquan power generation co ltd | 660 | ultra-supercritical | operating | 2017 | N/A | N/A | 38.0462 | 106.6058 | china
ningxia zaoquan power generation co ltd | 660 | ultra-supercritical | operating | 2017 | N/A | N/A | 38.0462 | 106.6058 | china
ningxia zhongning power generation co ltd | 330 | subcritical | operating | 2005 | N/A | N/A | 37.5894 | 105.7064 | china
ningxia zhongning power generation co ltd | 330 | subcritical | operating | 2006 | N/A | N/A | 37.5894 | 105.7064 | china
ningxia jingneng ningdong power generation co ltd | 660 | supercritical | cancelled | N/A | N/A | N/A | 37.5894 | 105.7064 | china
ningxia jingneng ningdong power generation co ltd | 660 | supercritical | cancelled | N/A | N/A | N/A | 37.5894 | 105.7064 | china
ningyang jinming thermal power co ltd | 30 | unknown | operating | 2001 | N/A | N/A | 35.7512 | 116.7862 | china
state power investment group sichuan electric power co ltd | 1000 | ultra-supercritical | permitted | N/A | N/A | N/A | 31.2415 | 107.1437 | china
state power investment group sichuan electric power co ltd | 1000 | ultra-supercritical | permitted | N/A | N/A | N/A | 31.2415 | 107.1437 | china
inner mongolia energy power generation investment group co ltd | 600 | unknown | cancelled | N/A | N/A | N/A | 47.851 | 118.834 | china
inner mongolia energy power generation investment group co ltd | 600 | unknown | cancelled | N/A | N/A | N/A | 47.851 | 118.834 | china
inner mongolia mining(group) limited liability co | 350 | supercritical | cancelled | N/A | N/A | N/A | 39.2379 | 109.8352 | china
inner mongolia mining(group) limited liability co | 350 | supercritical | cancelled | N/A | N/A | N/A | 39.2379 | 109.8352 | china
erdos power generation co ltd | 30 | unknown | operating | 2013 | N/A | N/A | 39.7981 | 109.8281 | china
erdos power generation co ltd | 30 | unknown | operating | 2013 | N/A | N/A | 39.7981 | 109.8281 | china
inner mongolia erdos electric power and metallurgy group co ltd | 600 | unknown | cancelled | N/A | N/A | N/A | 39.3852 | 106.9657 | china
inner mongolia erdos electric power and metallurgy group co ltd | 600 | unknown | cancelled | N/A | N/A | N/A | 39.3852 | 106.9657 | china
inner mongolia erdos electric power co ltd | 330 | subcritical | operating | 2005 | N/A | N/A | 39.3852 | 106.9657 | china
inner mongolia erdos electric power co ltd | 135 | unknown | operating | 2013 | N/A | N/A | 39.3852 | 106.9657 | china
inner mongolia erdos electric power co ltd | 330 | subcritical | operating | 2005 | N/A | N/A | 39.3852 | 106.9657 | china
inner mongolia erdos electric power co ltd | 330 | subcritical | operating | 2010 | N/A | N/A | 39.3852 | 106.9657 | china
inner mongolia erdos electric power co ltd | 330 | subcritical | operating | 2010 | N/A | N/A | 39.3852 | 106.9657 | china
inner mongolia erdos electric power co ltd | 50 | unknown | operating | 2013 | N/A | N/A | 39.3852 | 106.9657 | china
inner mongolia erdos electric power co ltd | 50 | unknown | operating | 2013 | N/A | N/A | 39.3852 | 106.9657 | china
inner mongolia erdos electric power co ltd | 135 | unknown | operating | 2013 | N/A | N/A | 39.3852 | 106.9657 | china
inner mongolia erdos electric power co ltd | 135 | unknown | operating | 2013 | N/A | N/A | 39.3852 | 106.9657 | china
inner mongolia erdos electric power co ltd | 135 | unknown | operating | 2013 | N/A | N/A | 39.3852 | 106.9657 | china
inner mongolia erdos high tech materials co ltd | 330 | unknown | operating | 2015 | N/A | N/A | 39.3503 | 107.01 | china
inner mongolia erdos high tech materials co ltd | 330 | unknown | operating | 2015 | N/A | N/A | 39.3503 | 107.01 | china
china shenhua coal to liquid and chemical ordos coal liquefaction co | 100 | subcritical | operating | 2007 | N/A | N/A | 39.3293 | 110.1518 | china
china shenhua coal to liquid and chemical ordos coal liquefaction co | 100 | subcritical | operating | 2007 | N/A | N/A | 39.3293 | 110.1518 | china
shenzhen energy group co ltd | 200 | unknown | cancelled | N/A | N/A | N/A | 49.7163 | 124.6225 | china
shenzhen energy group co ltd | 200 | unknown | cancelled | N/A | N/A | N/A | 49.7163 | 124.6225 | china
china energy investment corp | 600 | unknown | cancelled | N/A | N/A | N/A | 50.591 | 123.726 | china
china power construction panzhou low calorific value coal power generation co ltd | 660 | ultra-supercritical | construction | 2025 | N/A | N/A | 25.4237 | 104.6428 | china
china power construction panzhou low calorific value coal power generation co ltd | 660 | ultra-supercritical | construction | 2025 | N/A | N/A | 25.4237 | 104.6428 | china
guizhou qiangui power generation co ltd | 660 | ultra-supercritical | operating | 2024 | N/A | N/A | 25.3907 | 104.651 | china
guizhou qiangui power generation co ltd | 660 | ultra-supercritical | operating | 2024 | N/A | N/A | 25.3907 | 104.651 | china
guotou panjiang power co ltd | 350 | unknown | cancelled | N/A | N/A | N/A | 26.0646 | 104.5341 | china
guotou panjiang power co ltd | 350 | unknown | cancelled | N/A | N/A | N/A | 26.0646 | 104.5341 | china
guotou panjiang power co ltd | 300 | subcritical | operating | 2014 | N/A | N/A | 26.0646 | 104.5341 | china
guotou panjiang power co ltd | 300 | subcritical | operating | 2013 | N/A | N/A | 26.0646 | 104.5341 | china
guizhou panjiang coal and electricity group co ltd | 660 | ultra-supercritical | operating | 2024 | N/A | N/A | 26.2229 | 105.6628 | china
guizhou panjiang coal and electricity group co ltd | 660 | ultra-supercritical | construction | 2025 | N/A | N/A | 26.2229 | 105.6628 | china
guizhou panjiang coal and electricity group co ltd | 660 | ultra-supercritical | permitted | N/A | N/A | N/A | 26.2229 | 105.6628 | china
guizhou panjiang coal and electricity group co ltd | 660 | ultra-supercritical | permitted | N/A | N/A | N/A | 26.2229 | 105.6628 | china
panjin liaohe futeng thermoelectricity co ltd | 30 | subcritical | operating | 2008 | N/A | N/A | 41.2 | 122.0058 | china
panjin liaohe futeng thermoelectricity co ltd | 30 | subcritical | operating | 2008 | N/A | N/A | 41.2 | 122.0058 | china
huarun power (panjin) co ltd | 150 | unknown | cancelled | N/A | N/A | N/A | 41.1374 | 122.1365 | china
huarun power (panjin) co ltd | 150 | unknown | cancelled | N/A | N/A | N/A | 41.1374 | 122.1365 | china
huarun power (panjin) co ltd | 350 | supercritical | operating | 2014 | N/A | N/A | 41.1374 | 122.1365 | china
huarun power (panjin) co ltd | 350 | supercritical | operating | 2014 | N/A | N/A | 41.1374 | 122.1365 | china
china guoneng power group co ltd | 350 | supercritical | cancelled | N/A | N/A | N/A | 25.4837 | 104.7008 | china
china guoneng power group co ltd | 350 | supercritical | cancelled | N/A | N/A | N/A | 25.4837 | 104.7008 | china
huaihe energy power group co ltd | 135 | CFB | operating | 2008 | N/A | N/A | 32.8192 | 116.7428 | china
huaihe energy power group co ltd | 135 | CFB | operating | 2008 | N/A | N/A | 32.8192 | 116.7428 | china
tianjin guoneng panshan power generation co ltd | 530 | ultra-supercritical | operating | 1994 | N/A | N/A | 39.9801 | 117.4631 | china
tianjin guoneng panshan power generation co ltd | 530 | ultra-supercritical | operating | 1996 | N/A | N/A | 39.9801 | 117.4631 | china
tianjin datang international panshan power generation co ltd | 600 | supercritical | operating | 2005 | N/A | N/A | 39.9801 | 117.4631 | china
tianjin datang international panshan power generation co ltd | 600 | supercritical | operating | 2005 | N/A | N/A | 39.9801 | 117.4631 | china
huaneng jilin power generation co ltd | 300 | supercritical | cancelled | N/A | N/A | N/A | 42.9103 | 126.0981 | china
huaneng jilin power generation co ltd | 300 | supercritical | cancelled | N/A | N/A | N/A | 42.9103 | 126.0981 | china
guizhou qiangui power generation co ltd | 700 | supercritical | operating | 2013 | N/A | N/A | 26.0108 | 104.5161 | china
guizhou qiangui power generation co ltd | 700 | supercritical | operating | 2014 | N/A | N/A | 26.0108 | 104.5161 | china
guizhou qiangui power generation co ltd | 200 | subcritical | retired | 1993 | 2009 | N/A | 26.0108 | 104.5161 | china
guizhou qiangui power generation co ltd | 200 | subcritical | retired | 1994 | 2009 | N/A | 26.0108 | 104.5161 | china
guizhou qiangui power generation co ltd | 200 | subcritical | retired | 1996 | 2014 | N/A | 26.0108 | 104.5161 | china
guizhou qiangui power generation co ltd | 200 | subcritical | retired | 2001 | 2014 | N/A | 26.0108 | 104.5161 | china
guizhou qiangui power generation co ltd | 200 | subcritical | retired | 2001 | 2014 | N/A | 26.0108 | 104.5161 | china
guizhou yueqian electric power co ltd | 660 | supercritical | announced | N/A | N/A | N/A | 25.4686 | 104.5924 | china
guizhou yueqian electric power co ltd | 660 | supercritical | announced | N/A | N/A | N/A | 25.4686 | 104.5924 | china
guizhou yueqian electric power co ltd | 600 | subcritical | operating | 2007 | N/A | N/A | 25.4686 | 104.5924 | china
guizhou yueqian electric power co ltd | 600 | subcritical | operating | 2007 | N/A | N/A | 25.4686 | 104.5924 | china
guizhou yueqian electric power co ltd | 600 | subcritical | operating | 2006 | N/A | N/A | 25.4686 | 104.5924 | china
guizhou yueqian electric power co ltd | 600 | subcritical | operating | 2006 | N/A | N/A | 25.4686 | 104.5924 | china
sichuan huadian panzhihua power generation co | 150 | subcritical | retired | 2005 | 2018 | N/A | 26.582 | 101.718 | china
sichuan huadian panzhihua power generation co | 50 | subcritical | retired | 2005 | 2018 | N/A | 26.582 | 101.718 | china
sichuan huadian panzhihua power generation co | 50 | subcritical | retired | 2005 | 2018 | N/A | 26.582 | 101.718 | china
sichuan huadian panzhihua power generation co | 75 | subcritical | retired | 1985 | 2011 | N/A | 26.582 | 101.718 | china
sichuan huadian panzhihua power generation co | 150 | subcritical | retired | 2005 | 2018 | N/A | 26.582 | 101.718 | china
pangang group vanadium & titanium resources co ltd | 100 | subcritical | retired | 1993 | 2015 | N/A | 26.6015 | 101.5065 | china
pangang group vanadium & titanium resources co ltd | 100 | subcritical | retired | 1993 | 2015 | N/A | 26.6015 | 101.5065 | china
pangang group vanadium & titanium resources co ltd | 100 | subcritical | retired | 1996 | 2015 | N/A | 26.6015 | 101.5065 | china
pangang group vanadium & titanium resources co ltd | 330 | subcritical | operating | 2016 | N/A | N/A | 26.6006 | 101.5049 | china
wintime energy group co ltd | 660 | ultra-supercritical | cancelled | N/A | N/A | N/A | 34.8792 | 116.8593 | china
wintime energy group co ltd | 660 | ultra-supercritical | cancelled | N/A | N/A | N/A | 34.8792 | 116.8593 | china
china aluminum ningxia energy group co ltd | 660 | ultra-supercritical | permitted | 2025 | N/A | N/A | 35.856 | 106.64 | china
china aluminum ningxia energy group co ltd | 660 | ultra-supercritical | permitted | 2026 | N/A | N/A | 35.856 | 106.64 | china
cpi henan power limited co | 1000 | ultra-supercritical | cancelled | N/A | N/A | N/A | 33.8219 | 113.0144 | china
cpi henan power limited co | 1000 | ultra-supercritical | cancelled | N/A | N/A | N/A | 33.8219 | 113.0144 | china
cpi henan power limited co | 1030 | ultra-supercritical | operating | 2010 | N/A | N/A | 33.8219 | 113.0144 | china
cpi henan power limited co | 1030 | ultra-supercritical | operating | 2010 | N/A | N/A | 33.8219 | 113.0144 | china
china power pingdingshan thermal power co ltd | 660 | ultra-supercritical | permitted | N/A | N/A | N/A | 33.6835 | 113.4696 | china
china power pingdingshan thermal power co ltd | 660 | ultra-supercritical | permitted | N/A | N/A | N/A | 33.6835 | 113.4696 | china
pingdingshan pingdong thermoelectricity co ltd | 50 | subcritical | retired | 1970 | 2007 | N/A | 33.7393 | 113.3413 | china
pingdingshan pingdong thermoelectricity co ltd | 50 | subcritical | retired | 1971 | 2007 | N/A | 33.7393 | 113.3413 | china
pingdingshan pingdong thermoelectricity co ltd | 50 | subcritical | retired | 1992 | 2016 | N/A | 33.7393 | 113.3413 | china
pingdingshan pingdong thermoelectricity co ltd | 50 | subcritical | retired | 1993 | 2016 | N/A | 33.7393 | 113.3413 | china
pingdingshan pingdong thermoelectricity co ltd | 210 | subcritical | operating | 2006 | N/A | N/A | 33.7393 | 113.3413 | china
pingdingshan pingdong thermoelectricity co ltd | 210 | subcritical | operating | 2006 | N/A | N/A | 33.7393 | 113.3413 | china
pingdingshan ruiping coal electricity co ltd | 135 | subcritical | operating | 2007 | N/A | N/A | 34.1168 | 112.8184 | china
pingdingshan ruiping coal electricity co ltd | 135 | subcritical | operating | 2007 | N/A | N/A | 34.1168 | 112.8184 | china
pingguo aluminium co | 30 | subcritical | operating | 1998 | N/A | N/A | 23.3397 | 107.5107 | china
pingguo aluminium co | 30 | subcritical | operating | 2008 | N/A | N/A | 23.3397 | 107.5107 | china
pingguo aluminium co | 30 | subcritical | operating | 2008 | N/A | N/A | 23.3397 | 107.5107 | china
hunan huadian pingjiang power generation co ltd | 1000 | ultra-supercritical | operating | 2022 | N/A | N/A | 28.8085 | 113.5414 | china
hunan huadian pingjiang power generation co ltd | 1000 | ultra-supercritical | operating | 2023 | N/A | N/A | 28.8085 | 113.5414 | china
huaneng pingliang power generation co ltd | 2000 | ultra-supercritical | cancelled | N/A | N/A | N/A | 35.2135 | 106.2272 | china
huaneng pingliang power generation co ltd | 1000 | ultra-supercritical | cancelled | N/A | N/A | N/A | 35.5017 | 106.7861 | china
huaneng pingliang power generation co ltd | 1000 | ultra-supercritical | cancelled | N/A | N/A | N/A | 35.5017 | 106.7861 | china
huaneng pingliang power generation co ltd | 600 | supercritical | operating | 2010 | N/A | N/A | 35.5017 | 106.7861 | china
huaneng pingliang power generation co ltd | 600 | supercritical | operating | 2010 | N/A | N/A | 35.5017 | 106.7861 | china
huaneng pingliang power generation co ltd | 330 | subcritical | operating | 2000 | N/A | N/A | 35.5017 | 106.7861 | china
huaneng pingliang power generation co ltd | 330 | subcritical | operating | 2001 | N/A | N/A | 35.5017 | 106.7861 | china
huaneng pingliang power generation co ltd | 330 | subcritical | operating | 2003 | N/A | N/A | 35.5017 | 106.7861 | china
huaneng pingliang power generation co ltd | 330 | subcritical | operating | 2003 | N/A | N/A | 35.5017 | 106.7861 | china
guoneng pingluo power generation co ltd | 660 | ultra-supercritical | operating | 2020 | N/A | N/A | 39.0145 | 106.9362 | china
guoneng pingluo power generation co ltd | 660 | ultra-supercritical | operating | 2020 | N/A | N/A | 39.0145 | 106.9362 | china
china pingmei shenma energy and chemicals group co ltd | 55 | subcritical | retired | 1996 | 2019 | N/A | 33.7662 | 113.1927 | china
china pingmei shenma energy and chemicals group co ltd | 60 | subcritical | retired | 2006 | 2019 | N/A | 33.7662 | 113.1927 | china
guangdong huadian pingshi power generation co ltd | 300 | subcritical | operating | 2009 | N/A | N/A | 25.2589 | 113.0655 | china
guangdong huadian pingshi power generation co ltd | 300 | subcritical | operating | 2010 | N/A | N/A | 25.2589 | 113.0655 | china
guangdong huadian pingshi power generation co ltd | 125 | subcritical | retired | 2003 | 2018 | N/A | 25.2589 | 113.0655 | china
guangdong huadian pingshi power generation co ltd | 60 | subcritical | retired | 2000 | 2009 | N/A | 25.2589 | 113.0655 | china
guangdong huadian pingshi power generation co ltd | 60 | subcritical | retired | 2000 | 2009 | N/A | 25.2589 | 113.0655 | china
shanxi pingshuo gangue power generation co ltd | 50 | subcritical | retired | 2004 | 2020 | N/A | 39.4733 | 112.3205 | china
shanxi pingshuo gangue power generation co ltd | 50 | subcritical | retired | 2005 | 2020 | N/A | 39.4733 | 112.3205 | china
shanxi pingshuo gangue power generation co ltd | 300 | subcritical | operating | 2009 | N/A | N/A | 39.4728 | 112.3225 | china
shanxi pingshuo gangue power generation co ltd | 300 | subcritical | operating | 2009 | N/A | N/A | 39.4728 | 112.3225 | china
huainan pingwei no.3 power generation co ltd | 1000 | ultra-supercritical | operating | 2015 | N/A | N/A | 32.6842 | 116.9014 | china
huainan pingwei no.3 power generation co ltd | 1000 | ultra-supercritical | operating | 2015 | N/A | N/A | 32.6842 | 116.9014 | china
huainan pingwei no.2 electrical power co ltd | 640 | supercritical | operating | 2007 | N/A | N/A | 32.6842 | 116.9014 | china
huainan pingwei no.2 electrical power co ltd | 640 | supercritical | operating | 2007 | N/A | N/A | 32.6842 | 116.9014 | china
anhui huainan pingwei power generation co ltd | 630 | subcritical | operating | 1989 | N/A | N/A | 32.6842 | 116.9014 | china
anhui huainan pingwei power generation co ltd | 630 | subcritical | operating | 1992 | N/A | N/A | 32.6842 | 116.9014 | china
anhui huainan pingwei power generation co ltd | 1000 | ultra-supercritical | construction | N/A | N/A | N/A | 32.6842 | 116.9014 | china
anhui huainan pingwei power generation co ltd | 1000 | ultra-supercritical | construction | N/A | N/A | N/A | 32.6842 | 116.9014 | china
yangmei pinyuan chemical co ltd | 40 | unknown | operating | 2010 | N/A | N/A | 37.185 | 116.4805 | china
china power (pu'an) power generation co ltd | 660 | supercritical | operating | 2019 | N/A | N/A | 25.5248 | 104.9748 | china
china power (pu'an) power generation co ltd | 660 | supercritical | operating | 2018 | N/A | N/A | 25.5248 | 104.9748 | china
china power (pu'an) power generation co ltd | 660 | supercritical | cancelled | N/A | N/A | N/A | 25.5248 | 104.9748 | china
china power (pu'an) power generation co ltd | 660 | supercritical | cancelled | N/A | N/A | N/A | 25.5248 | 104.9748 | china
datang pucheng no.2 power generation co ltd | 600 | supercritical | operating | 2008 | N/A | N/A | 34.9779 | 109.8 | china
datang pucheng no.2 power generation co ltd | 600 | supercritical | operating | 2008 | N/A | N/A | 34.9779 | 109.8 | china
shaanxi huadian pucheng power generation co ltd | 330 | subcritical | operating | 2003 | N/A | N/A | 34.9779 | 109.8 | china
shaanxi huadian pucheng power generation co ltd | 330 | subcritical | operating | 2004 | N/A | N/A | 34.9779 | 109.8 | china
shaanxi huadian pucheng power generation co ltd | 360 | subcritical | operating | 1996 | N/A | N/A | 34.9779 | 109.8 | china
shaanxi huadian pucheng power generation co ltd | 360 | subcritical | operating | 1997 | N/A | N/A | 34.9779 | 109.8 | china
dalian guohong thermal power group co ltd | 350 | supercritical | construction | 2025 | N/A | N/A | 39.36 | 121.8895 | china
dalian guohong thermal power group co ltd | 350 | supercritical | construction | 2025 | N/A | N/A | 39.36 | 121.8895 | china
china resources power hubei co ltd | 1000 | ultra-supercritical | construction | N/A | N/A | N/A | 29.6652 | 113.873 | china
china resources power hubei co ltd | 1000 | ultra-supercritical | construction | N/A | N/A | N/A | 29.6652 | 113.873 | china
china resources power hubei co ltd | 1000 | ultra-supercritical | operating | 2012 | N/A | N/A | 29.6652 | 113.873 | china
china resources power hubei co ltd | 1000 | ultra-supercritical | operating | 2013 | N/A | N/A | 29.6652 | 113.873 | china
china resources power hubei co ltd | 330 | subcritical | operating | 2004 | N/A | N/A | 29.6652 | 113.873 | china
china resources power hubei co ltd | 330 | subcritical | operating | 2004 | N/A | N/A | 29.6652 | 113.873 | china
nanyang puguang electric power co ltd | 125 | subcritical | retired | 1998 | 2020 | N/A | 33.099 | 112.5545 | china
nanyang puguang electric power co ltd | 125 | subcritical | retired | 1998 | 2020 | N/A | 33.099 | 112.5545 | china
guoneng puyang thermal power co ltd | 210 | subcritical | operating | 2006 | N/A | N/A | 35.7527 | 114.9838 | china
guoneng puyang thermal power co ltd | 210 | subcritical | operating | 2006 | N/A | N/A | 35.7527 | 114.9838 | china
guoneng puyang thermal power co ltd | 50 | subcritical | operating | 2022 | N/A | N/A | 35.7527 | 114.9838 | china
guoneng puyang thermal power co ltd | 50 | subcritical | cancelled | N/A | N/A | N/A | 35.7527 | 114.9838 | china
puyang longfeng thermal power co ltd | 50 | subcritical | retired | 1991 | 2009 | N/A | 35.7692 | 115.2546 | china
puyang longfeng thermal power co ltd | 50 | subcritical | retired | 1993 | 2009 | N/A | 35.7692 | 115.2546 | china
puyang longfeng thermal power co ltd | 50 | subcritical | retired | 1997 | 2009 | N/A | 35.7692 | 115.2546 | china
puyang longfeng thermal power co ltd | 600 | ultra-supercritical | operating | 2018 | N/A | N/A | 35.7692 | 115.2546 | china
puyang longfeng thermal power co ltd | 600 | ultra-supercritical | operating | 2018 | N/A | N/A | 35.7692 | 115.2546 | china
jingneng (xilinguole) power generation co ltd | 660 | ultra-supercritical | operating | 2023 | N/A | N/A | 43.5503 | 115.1452 | china
jingneng (xilinguole) power generation co ltd | 660 | ultra-supercritical | operating | 2023 | N/A | N/A | 43.5503 | 115.1452 | china
china coal inner mongolia energy co. ltd. co ltd | 660 | ultra-supercritical | announced | N/A | N/A | N/A | 41.4353 | 113.1748 | china
china coal inner mongolia energy co. ltd. co ltd | 660 | ultra-supercritical | announced | N/A | N/A | N/A | 41.4353 | 113.1748 | china
china coal inner mongolia energy co. ltd. co ltd | 660 | ultra-supercritical | announced | N/A | N/A | N/A | 41.4353 | 113.1748 | china
china coal inner mongolia energy co. ltd. co ltd | 660 | ultra-supercritical | announced | N/A | N/A | N/A | 41.4353 | 113.1748 | china
hebei qian'an datang international thermoelectricity co ltd | 220 | subcritical | operating | 2007 | N/A | N/A | 40.0579 | 118.7369 | china
guizhou west electric power co ltd | 300 | subcritical | operating | 2003 | N/A | N/A | 27.4754 | 106.2582 | china
guizhou west electric power co ltd | 300 | subcritical | operating | 2003 | N/A | N/A | 27.4754 | 106.2582 | china
guizhou west electric power co ltd | 300 | subcritical | operating | 2004 | N/A | N/A | 27.4754 | 106.2582 | china
guizhou west electric power co ltd | 300 | subcritical | operating | 2004 | N/A | N/A | 27.4754 | 106.2582 | china
guizhou west electric power co ltd | 125 | subcritical | retired | 1998 | 2014 | N/A | 27.4754 | 106.2582 | china
guizhou west electric power co ltd | 125 | subcritical | retired | 1999 | 2014 | N/A | 27.4754 | 106.2582 | china
guizhou west electric power co ltd | 125 | subcritical | retired | 2000 | 2014 | N/A | 27.4754 | 106.2582 | china
guizhou west electric power co ltd | 125 | subcritical | retired | 2000 | 2014 | N/A | 27.4754 | 106.2582 | china
guizhou qiandong power generation co ltd | 600 | subcritical | operating | 2008 | N/A | N/A | 27.1251 | 108.7704 | china
guizhou qiandong power generation co ltd | 600 | subcritical | operating | 2009 | N/A | N/A | 27.1251 | 108.7704 | china
zhejiang zheneng qianqing power generation co ltd | 125 | subcritical | retired | 1999 | 2012 | N/A | 30.1175 | 120.4104 | china
zhejiang zheneng qianqing power generation co ltd | 135 | subcritical | retired | 2002 | 2013 | N/A | 30.1175 | 120.4104 | china
guizhou west electric power co ltd | 660 | supercritical | operating | 2017 | N/A | N/A | 27.0517 | 106.1252 | china
guizhou west electric power co ltd | 660 | supercritical | cancelled | N/A | N/A | N/A | 27.0517 | 106.1252 | china
guizhou west electric power co ltd | 300 | subcritical | operating | 2005 | N/A | N/A | 27.0517 | 106.1252 | china
guizhou west electric power co ltd | 300 | subcritical | operating | 2006 | N/A | N/A | 27.0517 | 106.1252 | china
guizhou west electric power co ltd | 300 | subcritical | operating | 2006 | N/A | N/A | 27.0517 | 106.1252 | china
guizhou west electric power co ltd | 300 | subcritical | operating | 2006 | N/A | N/A | 27.0517 | 106.1252 | china
qinghai qiaotou power generation co ltd | 350 | supercritical | cancelled | N/A | N/A | N/A | 36.9147 | 101.7062 | china
qinghai qiaotou power generation co ltd | 50 | subcritical | retired | 1985 | 2012 | N/A | 36.9147 | 101.7062 | china
qinghai qiaotou power generation co ltd | 50 | subcritical | retired | 1985 | 2012 | N/A | 36.9147 | 101.7062 | china
qinghai qiaotou power generation co ltd | 350 | supercritical | cancelled | N/A | N/A | N/A | 36.9147 | 101.7062 | china
qinghai qiaotou power generation co ltd | 125 | subcritical | retired | 1994 | 2015 | N/A | 36.9147 | 101.7062 | china
qinghai qiaotou power generation co ltd | 125 | subcritical | retired | 1994 | 2015 | N/A | 36.9147 | 101.7062 | china
qinghai qiaotou power generation co ltd | 125 | subcritical | retired | 1999 | 2016 | N/A | 36.9147 | 101.7062 | china
qinghai qiaotou power generation co ltd | 125 | subcritical | retired | 2000 | 2016 | N/A | 36.9147 | 101.7062 | china
qinghai qiaotou power generation co ltd | 125 | subcritical | retired | 2004 | 2016 | N/A | 36.9147 | 101.7062 | china
qinghai qiaotou power generation co ltd | 660 | ultra-supercritical | construction | 2024 | N/A | N/A | 36.9064 | 101.7151 | china
qinghai qiaotou power generation co ltd | 660 | ultra-supercritical | construction | 2025 | N/A | N/A | 36.9064 | 101.7151 | china
qinghai qiaotou power generation co ltd | 660 | ultra-supercritical | construction | 2025 | N/A | N/A | 36.9064 | 101.7151 | china
qinghai qiaotou power generation co ltd | 135 | subcritical | operating | 2007 | N/A | N/A | 36.9147 | 101.7062 | china
qinghai qiaotou power generation co ltd | 135 | subcritical | operating | 2007 | N/A | N/A | 36.9147 | 101.7062 | china
shanxi luxin energy group co ltd | 350 | unknown | cancelled | N/A | N/A | N/A | 25.8167 | 107.55 | china
shanxi luxin energy group co ltd | 350 | unknown | cancelled | N/A | N/A | N/A | 25.8167 | 107.55 | china
shanxi luxin energy group co ltd | 350 | unknown | cancelled | N/A | N/A | N/A | 25.3361 | 107.4617 | china
shanxi luxin energy group co ltd | 350 | unknown | cancelled | N/A | N/A | N/A | 25.8167 | 107.55 | china
china petroleum and chemical co ltd qilu branch | 80 | subcritical | permitted | N/A | N/A | N/A | 36.7852 | 118.2131 | china
china petroleum and chemical co ltd qilu branch | 80 | subcritical | permitted | N/A | N/A | N/A | 36.7852 | 118.2131 | china
china petroleum and chemical co ltd qilu branch | 80 | subcritical | permitted | N/A | N/A | N/A | 36.7852 | 118.2131 | china
china petroleum and chemical co ltd qilu branch | 60 | subcritical | retired | 1987 | 2018 | N/A | 36.7852 | 118.2131 | china
china petroleum and chemical co ltd qilu branch | 60 | subcritical | retired | 1987 | 2019 | N/A | 36.7852 | 118.2131 | china
china petroleum and chemical co ltd qilu branch | 60 | subcritical | operating | 1987 | N/A | 2021 | 36.7852 | 118.2131 | china
china petroleum and chemical co ltd qilu branch | 60 | subcritical | operating | 1987 | N/A | 2021 | 36.7852 | 118.2131 | china
china petroleum and chemical co ltd qilu branch | 65 | subcritical | retired | 1987 | 2023 | N/A | 36.7852 | 118.2131 | china
china petroleum and chemical co ltd qilu branch | 70 | subcritical | operating | 1995 | N/A | N/A | 36.7852 | 118.2131 | china
china petroleum and chemical co ltd qilu branch | 60 | subcritical | retired | 2005 | 2023 | N/A | 36.7852 | 118.2131 | china
china petroleum and chemical co ltd qilu branch | 60 | subcritical | retired | 2005 | 2023 | N/A | 36.7852 | 118.2131 | china
huaneng qinbei power generation co ltd | 1000 | ultra-supercritical | operating | 2012 | N/A | N/A | 35.1676 | 112.7165 | china
huaneng qinbei power generation co ltd | 1000 | ultra-supercritical | operating | 2013 | N/A | N/A | 35.1676 | 112.7165 | china
huaneng qinbei power generation co ltd | 600 | supercritical | operating | 2007 | N/A | N/A | 35.1676 | 112.7165 | china
huaneng qinbei power generation co ltd | 600 | supercritical | operating | 2007 | N/A | N/A | 35.1676 | 112.7165 | china
huaneng qinbei power generation co ltd | 600 | supercritical | operating | 2004 | N/A | N/A | 35.1676 | 112.7165 | china
huaneng qinbei power generation co ltd | 600 | supercritical | operating | 2004 | N/A | N/A | 35.1676 | 112.7165 | china
qingdao hengyuan thermal power co ltd | 30 | unknown | operating | N/A | N/A | N/A | 36.0117 | 120.1315 | china
qingdao xingping redian co ltd | 50 | unknown | pre-permit | N/A | N/A | N/A | 36.7777 | 119.9643 | china
huadian qingdao power generation co ltd | 320 | subcritical | operating | 1996 | N/A | N/A | 36.1124 | 120.3295 | china
huadian qingdao power generation co ltd | 320 | subcritical | operating | 1996 | N/A | N/A | 36.1124 | 120.3295 | china
huadian qingdao power generation co ltd | 300 | subcritical | operating | 2005 | N/A | N/A | 36.1124 | 120.3295 | china
huadian qingdao power generation co ltd | 330 | subcritical | operating | 2006 | N/A | N/A | 36.1124 | 120.3295 | china
huadian qingdao power generation co ltd | 300 | subcritical | cancelled | N/A | N/A | N/A | 36.1124 | 120.3295 | china
huanghe datong power generation co ltd | 300 | subcritical | operating | 2006 | N/A | N/A | 36.9017 | 101.7145 | china
huanghe datong power generation co ltd | 300 | subcritical | operating | 2006 | N/A | N/A | 36.9017 | 101.7145 | china
china energy investment group co ltd | 660 | ultra-supercritical | permitted | N/A | N/A | N/A | 37.3699 | 97.3615 | china
china energy investment group co ltd | 660 | ultra-supercritical | permitted | N/A | N/A | N/A | 37.3699 | 97.3615 | china
qinghai mingde energy group co ltd | 350 | unknown | cancelled | N/A | N/A | N/A | 36.3452 | 102.7856 | china
qinghai mingde energy group co ltd | 350 | unknown | cancelled | N/A | N/A | N/A | 36.3452 | 102.7856 | china
to be determined | 135 | subcritical | cancelled | N/A | N/A | N/A | 34.471 | 100.245 | china
to be determined | 135 | subcritical | cancelled | N/A | N/A | N/A | 34.471 | 100.245 | china
to be determined | 135 | subcritical | cancelled | N/A | N/A | N/A | 34.471 | 100.245 | china
qinghai wanxiang aluminum magnesium co ltd | 350 | supercritical | cancelled | N/A | N/A | N/A | 36.5684 | 101.4871 | china
qinghai wanxiang aluminum magnesium co ltd | 350 | supercritical | cancelled | N/A | N/A | N/A | 36.5684 | 101.4871 | china
liaoning qinghe power generation co ltd | 200 | subcritical | retired | 1981 | 2010 | N/A | 42.5306 | 124.1403 | china
liaoning qinghe power generation co ltd | 200 | subcritical | retired | 1984 | 2010 | N/A | 42.5306 | 124.1403 | china
liaoning qinghe power generation co ltd | 100 | subcritical | retired | 1972 | 2008 | N/A | 42.5306 | 124.1403 | china
liaoning qinghe power generation co ltd | 100 | subcritical | retired | 1972 | 2008 | N/A | 42.5306 | 124.1403 | china
liaoning qinghe power generation co ltd | 100 | subcritical | retired | 1970 | 2007 | N/A | 42.5306 | 124.1403 | china
liaoning qinghe power generation co ltd | 100 | subcritical | retired | 1970 | 2007 | N/A | 42.5306 | 124.1403 | china
liaoning qinghe power generation co ltd | 200 | subcritical | retired | 1984 | 2018 | N/A | 42.5306 | 124.1403 | china
liaoning qinghe power generation co ltd | 200 | subcritical | operating | 1984 | N/A | N/A | 42.5306 | 124.1403 | china
liaoning qinghe power generation co ltd | 600 | supercritical | operating | 2011 | N/A | N/A | 42.5306 | 124.1403 | china
liaoning qinghe power generation co ltd | 600 | supercritical | operating | 2010 | N/A | N/A | 42.5306 | 124.1403 | china
inner mongolia qinghua group xinneng power co ltd | 50 | unknown | operating | 2023 | N/A | N/A | 41.9137 | 101.0421 | china
inner mongolia qinghua group xinneng power co ltd | 50 | unknown | operating | 2023 | N/A | N/A | 41.9137 | 101.0421 | china
guiyang energy (group) co ltd | 700 | CFB | pre-permit | N/A | N/A | N/A | 25.6467 | 105.2363 | china
guiyang energy (group) co ltd | 700 | CFB | announced | N/A | N/A | N/A | 25.6467 | 105.2363 | china
qinglong industrial investment co ltd | 350 | supercritical | cancelled | N/A | N/A | N/A | 25.6467 | 105.2363 | china
qinglong industrial investment co ltd | 350 | supercritical | cancelled | N/A | N/A | N/A | 25.6467 | 105.2363 | china
guoneng changyuan wuhan qingshan thermal power co ltd | 125 | subcritical | retired | 2000 | 2010 | N/A | 30.6288 | 114.436 | china
guoneng changyuan wuhan qingshan thermal power co ltd | 200 | subcritical | retired | 1978 | 2013 | N/A | 30.6288 | 114.436 | china
guoneng changyuan wuhan qingshan thermal power co ltd | 330 | subcritical | operating | 1996 | N/A | N/A | 30.6288 | 114.436 | china
guoneng changyuan wuhan qingshan thermal power co ltd | 350 | subcritical | operating | 2012 | N/A | N/A | 30.6288 | 114.436 | china
guoneng changyuan wuhan qingshan thermal power co ltd | 350 | subcritical | operating | 2012 | N/A | N/A | 30.6288 | 114.436 | china
guoneng changyuan wuhan qingshan thermal power co ltd | 50 | subcritical | retired | 1958 | 2007 | N/A | 30.6288 | 114.436 | china
guoneng changyuan wuhan qingshan thermal power co ltd | 50 | subcritical | retired | 1960 | 2007 | N/A | 30.6288 | 114.436 | china
guoneng changyuan wuhan qingshan thermal power co ltd | 50 | subcritical | retired | 1960 | 2007 | N/A | 30.6288 | 114.436 | china
guoneng changyuan wuhan qingshan thermal power co ltd | 100 | subcritical | retired | 1990 | 2010 | N/A | 30.6288 | 114.436 | china
guoneng changyuan wuhan qingshan thermal power co ltd | 100 | subcritical | retired | 2000 | 2010 | N/A | 30.6288 | 114.436 | china
xingyi shangcheng power generation co ltd | 350 | supercritical | operating | 2015 | N/A | N/A | 25.2818 | 104.8661 | china
xingyi shangcheng power generation co ltd | 350 | supercritical | operating | 2015 | N/A | N/A | 25.2818 | 104.8661 | china
xingyi shangcheng power generation co ltd | 50 | supercritical | cancelled | N/A | N/A | N/A | 25.2818 | 104.8661 | china
guizhou wanfeng electric power co ltd | 350 | supercritical | cancelled | N/A | N/A | N/A | 25.2818 | 104.8661 | china
guizhou wanfeng electric power co ltd | 350 | supercritical | cancelled | N/A | N/A | N/A | 25.2818 | 104.8661 | china
to be determined | 300 | subcritical | cancelled | N/A | N/A | N/A | 39.908 | 111.686 | china
to be determined | 300 | subcritical | cancelled | N/A | N/A | N/A | 39.908 | 111.686 | china
china resources power holdings co ltd | 600 | unknown | cancelled | N/A | N/A | N/A | 39.908 | 111.686 | china
china resources power holdings co ltd | 600 | unknown | cancelled | N/A | N/A | N/A | 39.908 | 111.686 | china
china resources power holdings co ltd | 600 | unknown | cancelled | N/A | N/A | N/A | 39.908 | 111.686 | china
china resources power holdings co ltd | 600 | unknown | cancelled | N/A | N/A | N/A | 39.908 | 111.686 | china
china resources power holdings co ltd | 600 | unknown | cancelled | N/A | N/A | N/A | 39.908 | 111.686 | china
china resources power holdings co ltd | 600 | unknown | cancelled | N/A | N/A | N/A | 39.908 | 111.686 | china
qingtongxia aluminum power generation co ltd | 330 | subcritical | operating | 2010 | N/A | N/A | 37.9238 | 105.9113 | china
qingtongxia aluminum power generation co ltd | 330 | subcritical | operating | 2010 | N/A | N/A | 37.9238 | 105.9113 | china
qingtongxia aluminum power generation co ltd | 1050 | ultra-supercritical | cancelled | N/A | N/A | N/A | 37.9238 | 105.9113 | china
qingtongxia aluminum power generation co ltd | 1050 | ultra-supercritical | cancelled | N/A | N/A | N/A | 37.9238 | 105.9113 | china
ningxia jinyuyuan energy chemistry co ltd | 30 | unknown | construction | N/A | N/A | N/A | 37.8856 | 106.0194 | china
ningxia jinyuyuan energy chemistry co ltd | 30 | unknown | construction | N/A | N/A | N/A | 37.8856 | 106.0194 | china
to be determined | 1000 | ultra-supercritical | cancelled | N/A | N/A | N/A | 35.3277 | 107.7454 | china
to be determined | 1000 | ultra-supercritical | cancelled | N/A | N/A | N/A | 35.3277 | 107.7454 | china
to be determined | 1000 | ultra-supercritical | cancelled | N/A | N/A | N/A | 35.3277 | 107.7454 | china
to be determined | 1000 | ultra-supercritical | cancelled | N/A | N/A | N/A | 35.3277 | 107.7454 | china
to be determined | 1000 | ultra-supercritical | cancelled | N/A | N/A | N/A | 35.3277 | 107.7454 | china
to be determined | 1000 | ultra-supercritical | cancelled | N/A | N/A | N/A | 35.3277 | 107.7454 | china
datang qingyuan thermal power co ltd | 300 | subcritical | operating | 2012 | N/A | N/A | 38.7952 | 115.4812 | china
datang qingyuan thermal power co ltd | 300 | subcritical | operating | 2012 | N/A | N/A | 38.7952 | 115.4812 | china
guizhou huadian qingzhen power generation co ltd | 200 | subcritical | retired | 1988 | 2011 | N/A | 26.5139 | 106.4465 | china
guizhou huadian qingzhen power generation co ltd | 200 | subcritical | retired | 1989 | 2011 | N/A | 26.5139 | 106.4465 | china
guizhou huadian qingzhen power generation co ltd | 65 | subcritical | retired | 1977 | 2007 | N/A | 26.5139 | 106.4465 | china
guizhou huadian qingzhen power generation co ltd | 65 | subcritical | retired | 1979 | 2007 | N/A | 26.5139 | 106.4465 | china
guizhou huadian qingzhen power generation co ltd | 32 | subcritical | retired | 1970 | 2004 | N/A | 26.5139 | 106.4465 | china
guizhou huadian qingzhen power generation co ltd | 32 | subcritical | retired | 1971 | 2004 | N/A | 26.5139 | 106.4465 | china
guizhou huadian qingzhen power generation co ltd | 32 | subcritical | retired | 1972 | 2004 | N/A | 26.5139 | 106.4465 | china
guizhou huadian qingzhen power generation co ltd | 32 | subcritical | retired | 1973 | 2004 | N/A | 26.5139 | 106.4465 | china
jingneng qinhuangdao thermal power co ltd | 660 | ultra-supercritical | permitted | N/A | N/A | N/A | 39.9251 | 119.3788 | china
jingneng qinhuangdao thermal power co ltd | 660 | ultra-supercritical | permitted | N/A | N/A | N/A | 39.9251 | 119.3788 | china
jingneng qinhuangdao thermal power co ltd | 350 | supercritical | operating | 2019 | N/A | N/A | 39.9251 | 119.3788 | china
jingneng qinhuangdao thermal power co ltd | 350 | supercritical | operating | 2020 | N/A | N/A | 39.9251 | 119.3788 | china
qinhuangdao power generation co ltd | 350 | supercritical | construction | 2025 | N/A | N/A | 39.9453 | 119.643 | china
qinhuangdao power generation co ltd | 350 | supercritical | construction | 2025 | N/A | N/A | 39.9453 | 119.643 | china
qinhuangdao power generation co ltd | 215 | subcritical | operating | 1992 | N/A | 2025 | 39.9453 | 119.643 | china
qinhuangdao power generation co ltd | 215 | subcritical | operating | 1993 | N/A | 2025 | 39.9453 | 119.643 | china
qinhuangdao power generation co ltd | 300 | subcritical | operating | 1996 | N/A | N/A | 39.9453 | 119.643 | china
qinhuangdao power generation co ltd | 300 | subcritical | operating | 1996 | N/A | N/A | 39.9453 | 119.643 | china
qinhuangdao qinre power generation co ltd | 300 | subcritical | operating | 2007 | N/A | N/A | 39.9453 | 119.643 | china
qinhuangdao qinre power generation co ltd | 300 | subcritical | operating | 2007 | N/A | N/A | 39.9453 | 119.643 | china
datang shaanxi qinling power co ltd | 200 | subcritical | retired | 1985 | 2016 | N/A | 34.5332 | 109.9381 | china
datang shaanxi qinling power co ltd | 220 | subcritical | retired | 1986 | 2016 | N/A | 34.5332 | 109.9381 | china
datang shaanxi qinling power co ltd | 200 | subcritical | retired | 1983 | 2010 | N/A | 34.5332 | 109.9381 | china
datang shaanxi qinling power co ltd | 200 | subcritical | retired | 1984 | 2012 | N/A | 34.5332 | 109.9381 | china
datang shaanxi qinling power co ltd | 125 | unknown | retired | 1974 | 2008 | N/A | 34.5332 | 109.9381 | china
datang shaanxi qinling power co ltd | 125 | unknown | retired | 1974 | 2008 | N/A | 34.5332 | 109.9381 | china
datang shaanxi qinling power co ltd | 600 | supercritical | operating | 2011 | N/A | N/A | 34.5332 | 109.9381 | china
datang shaanxi qinling power co ltd | 600 | supercritical | operating | 2013 | N/A | N/A | 34.5332 | 109.9381 | china
datang shaanxi qinling power co ltd | 660 | unknown | cancelled | N/A | N/A | N/A | 34.5332 | 109.9381 | china
datang shaanxi qinling power co ltd | 660 | unknown | cancelled | N/A | N/A | N/A | 34.5332 | 109.9381 | china
qinyang changhuai power co ltd | 55 | subcritical | retired | 1997 | 2018 | N/A | 35.1843 | 112.8709 | china
qinyang changhuai power co ltd | 55 | subcritical | retired | 1997 | 2020 | N/A | 35.1843 | 112.8709 | china
china power investment corporation beibuwan (guangxi) thermal power co ltd | 350 | supercritical | cancelled | N/A | N/A | N/A | 21.7457 | 108.6335 | china
china power investment corporation beibuwan (guangxi) thermal power co ltd | 50 | supercritical | cancelled | N/A | N/A | N/A | 21.7457 | 108.6335 | china
china power investment corporation beibuwan (guangxi) thermal power co ltd | 50 | supercritical | cancelled | N/A | N/A | N/A | 21.7457 | 108.6335 | china
sdic qinzhou electric power co ltd | 1050 | ultra-supercritical | operating | 2016 | N/A | N/A | 21.7005 | 108.6243 | china
sdic qinzhou electric power co ltd | 1050 | ultra-supercritical | operating | 2016 | N/A | N/A | 21.7005 | 108.6243 | china
sdic qinzhou electric power co ltd | 630 | supercritical | operating | 2007 | N/A | N/A | 21.7005 | 108.6243 | china
sdic qinzhou electric power co ltd | 630 | supercritical | operating | 2007 | N/A | N/A | 21.7005 | 108.6243 | china
sdic qinzhou no.2 power generation co ltd | 660 | ultra-supercritical | operating | 2023 | N/A | N/A | 21.7522 | 108.6256 | china
sdic qinzhou no.2 power generation co ltd | 660 | ultra-supercritical | operating | 2024 | N/A | N/A | 21.7522 | 108.6256 | china
sdic qinzhou no.2 power generation co ltd | 660 | ultra-supercritical | construction | 2025 | N/A | N/A | 21.7522 | 108.6256 | china
sdic qinzhou no.2 power generation co ltd | 660 | ultra-supercritical | construction | 2025 | N/A | N/A | 21.7522 | 108.6256 | china
cpi xinjiang energy chemical group co ltd | 2000 | unknown | cancelled | N/A | N/A | N/A | 44.753 | 90.055 | china
datang qitaihe power generation co ltd | 350 | subcritical | operating | 2001 | N/A | N/A | 45.7604 | 131.0533 | china
datang qitaihe power generation co ltd | 350 | subcritical | operating | 2002 | N/A | N/A | 45.7604 | 131.0533 | china
datang qitaihe power generation co ltd | 600 | subcritical | operating | 2008 | N/A | N/A | 45.7604 | 131.0533 | china
datang qitaihe power generation co ltd | 600 | subcritical | operating | 2008 | N/A | N/A | 45.7604 | 131.0533 | china
heilongjiang longmei qitaihe mining co ltd | 350 | subcritical | cancelled | N/A | N/A | N/A | 45.7609 | 131.1964 | china
heilongjiang longmei qitaihe mining co ltd | 350 | subcritical | cancelled | N/A | N/A | N/A | 45.7609 | 131.1964 | china
inner mongolia yingheyi power generation co ltd | 350 | supercritical | operating | 2023 | N/A | N/A | 40.9531 | 112.0968 | china
inner mongolia yingheyi power generation co ltd | 350 | supercritical | operating | 2023 | N/A | N/A | 40.9531 | 112.0968 | china
fujian hui'an quanhui power generation co ltd | 50 | CFB | operating | 2021 | N/A | N/A | 25.0611 | 118.8975 | china
fujian hui'an quanhui power generation co ltd | 50 | CFB | operating | 2021 | N/A | N/A | 25.0611 | 118.8975 | china
fujian hui'an quanhui power generation co ltd | 650 | ultra-supercritical | permitted | N/A | N/A | N/A | 25.0434 | 118.9174 | china
fujian hui'an quanhui power generation co ltd | 650 | ultra-supercritical | permitted | N/A | N/A | N/A | 25.0434 | 118.9174 | china
fujian hui'an quanhui power generation co ltd | 660 | ultra-supercritical | permitted | N/A | N/A | N/A | 25.0434 | 118.9174 | china
fujian hui'an quanhui power generation co ltd | 660 | ultra-supercritical | permitted | N/A | N/A | N/A | 25.0434 | 118.9174 | china
huadian qudong power generation co ltd | 330 | subcritical | operating | 2012 | N/A | N/A | 35.2447 | 113.8527 | china
huadian qudong power generation co ltd | 330 | subcritical | operating | 2013 | N/A | N/A | 35.2447 | 113.8527 | china
sdic qujing power generation co ltd | 300 | subcritical | operating | 1997 | N/A | N/A | 25.6622 | 104.0668 | china
sdic qujing power generation co ltd | 300 | subcritical | operating | 1998 | N/A | N/A | 25.6622 | 104.0668 | china
sdic qujing power generation co ltd | 300 | subcritical | operating | 2003 | N/A | N/A | 25.6622 | 104.0668 | china
sdic qujing power generation co ltd | 300 | subcritical | operating | 2004 | N/A | N/A | 25.6622 | 104.0668 | china
shaanxi sanqin energy sources qunsheng generating co ltd | 350 | unknown | cancelled | N/A | N/A | N/A | 35.1499 | 109.931 | china
shaanxi sanqin energy sources qunsheng generating co ltd | 350 | unknown | cancelled | N/A | N/A | N/A | 35.1499 | 109.931 | china
shaanxi sanqin energy sources qunsheng generating co ltd | 50 | unknown | retired | 2005 | 2019 | N/A | 35.1499 | 109.931 | china
shaanxi sanqin energy sources qunsheng generating co ltd | 50 | unknown | retired | 2006 | 2019 | N/A | 35.1499 | 109.931 | china
shanxi hexin power development co ltd | 1000 | ultra-supercritical | cancelled | N/A | N/A | N/A | 40.0833 | 113.3 | china
shanxi hexin power development co ltd | 1000 | ultra-supercritical | cancelled | N/A | N/A | N/A | 40.0833 | 113.3 | china
shanxi hexin power development co ltd | 600 | ultra-supercritical | cancelled | N/A | N/A | N/A | 40.0833 | 113.3 | china
shanxi hexin power development co ltd | 600 | ultra-supercritical | cancelled | N/A | N/A | N/A | 40.0833 | 113.3 | china
luquan quzhai thermal power factory | 50 | subcritical | retired | N/A | 2017 | N/A | 38.1381 | 114.3326 | china
luquan quzhai thermal power factory | 50 | subcritical | retired | N/A | 2017 | N/A | 38.1381 | 114.3326 | china
hebei jianshe renqiu thermal power co ltd | 350 | ultra-supercritical | construction | 2025 | N/A | N/A | 38.7447 | 116.1533 | china
hebei jianshe renqiu thermal power co ltd | 350 | ultra-supercritical | construction | 2025 | N/A | N/A | 38.7447 | 116.1533 | china
hebei jianshe renqiu thermal power co ltd | 350 | supercritical | operating | 2013 | N/A | N/A | 38.7447 | 116.1533 | china
hebei jianshe renqiu thermal power co ltd | 350 | supercritical | operating | 2013 | N/A | N/A | 38.7447 | 116.1533 | china
rizhao xinyuan thermal power co ltd | 330 | subcritical | operating | 2013 | N/A | N/A | 35.1562 | 119.3666 | china
rizhao xinyuan thermal power co ltd | 330 | subcritical | operating | 2013 | N/A | N/A | 35.1562 | 119.3666 | china
huaneng power international, inc. rizhao power plant | 680 | supercritical | operating | 2008 | N/A | N/A | 35.3455 | 119.5105 | china
huaneng power international, inc. rizhao power plant | 680 | supercritical | operating | 2009 | N/A | N/A | 35.3455 | 119.5105 | china
huaneng power international, inc. rizhao power plant | 350 | subcritical | operating | 2000 | N/A | N/A | 35.3455 | 119.5105 | china
huaneng power international, inc. rizhao power plant | 350 | subcritical | operating | 2000 | N/A | N/A | 35.3455 | 119.5105 | china
rizhao sunshine thermal power co ltd | 30 | unknown | operating | 2012 | N/A | N/A | 35.3822 | 119.5023 | china
rizhao sunshine thermal power co ltd | 30 | unknown | operating | 2012 | N/A | N/A | 35.3822 | 119.5023 | china
rongcheng thermoelectricity factory | 35 | unknown | operating | N/A | N/A | N/A | 37.1446 | 122.4318 | china
shuifa thermal power (rongcheng) co ltd | 30 | unknown | operating | 2018 | N/A | N/A | 36.8625 | 122.3628 | china
shuifa thermal power (rongcheng) co ltd | 30 | unknown | operating | 2018 | N/A | N/A | 36.8625 | 122.3628 | china
shuifa thermal power (rongcheng) co ltd | 50 | unknown | cancelled | N/A | N/A | N/A | 36.8625 | 122.3628 | china
shanxi lu'an ronghai power generation co ltd | 135 | subcritical | operating | 2007 | N/A | N/A | 36.4994 | 112.9778 | china
shanxi lu'an ronghai power generation co ltd | 135 | subcritical | operating | 2007 | N/A | N/A | 36.4994 | 112.9778 | china
rongsheng new materials (zhoushan) co ltd | 660 | ultra-supercritical | construction | 2026 | N/A | N/A | 30.0854 | 121.8507 | china
rongsheng new materials (zhoushan) co ltd | 660 | ultra-supercritical | construction | 2026 | N/A | N/A | 30.0854 | 121.8507 | china
huaneng ruijin power generation co ltd | 1000 | ultra-supercritical | operating | 2021 | N/A | N/A | 25.9243 | 115.1031 | china
huaneng ruijin power generation co ltd | 1000 | ultra-supercritical | operating | 2021 | N/A | N/A | 25.9243 | 115.1031 | china
huaneng ruijin power generation co ltd | 350 | supercritical | operating | 2008 | N/A | N/A | 25.9244 | 115.1028 | china
huaneng ruijin power generation co ltd | 350 | supercritical | operating | 2008 | N/A | N/A | 25.9244 | 115.1028 | china
guangzhou ruiming electric power co ltd | 125 | subcritical | retired | 1993 | 2018 | N/A | 23.0791 | 113.4966 | china
guangzhou ruiming electric power co ltd | 125 | subcritical | retired | 2000 | 2018 | N/A | 23.0791 | 113.4966 | china
xinjiang tbea loulan new energy co ltd | 350 | supercritical | operating | 2024 | N/A | N/A | 38.9501 | 88.327 | china
xinjiang tbea loulan new energy co ltd | 350 | supercritical | operating | 2024 | N/A | N/A | 38.9501 | 88.327 | china
beijing guodian power co ltd saraqi power plant | 300 | subcritical | operating | 2011 | N/A | N/A | 40.5338 | 110.5648 | china
beijing guodian power co ltd saraqi power plant | 300 | subcritical | operating | 2011 | N/A | N/A | 40.5338 | 110.5648 | china
sanhe power generation co ltd | 350 | supercritical | cancelled | N/A | N/A | N/A | 39.9528 | 116.8487 | china
sanhe power generation co ltd | 350 | supercritical | cancelled | N/A | N/A | N/A | 39.9528 | 116.8487 | china
sanhe power generation co ltd | 300 | subcritical | operating | 2007 | N/A | N/A | 39.9528 | 116.8487 | china
sanhe power generation co ltd | 300 | subcritical | operating | 2007 | N/A | N/A | 39.9528 | 116.8487 | china
sanhe power generation co ltd | 350 | subcritical | operating | 1999 | N/A | N/A | 39.9528 | 116.8487 | china
sanhe power generation co ltd | 350 | subcritical | operating | 2000 | N/A | N/A | 39.9528 | 116.8487 | china
foshan hengyi thermal power co ltd | 600 | supercritical | operating | 2011 | N/A | N/A | 23.016 | 112.896 | china
foshan hengyi thermal power co ltd | 600 | supercritical | operating | 2011 | N/A | N/A | 23.016 | 112.896 | china
saideli (china) fiber co ltd | 40 | subcritical | operating | 2011 | N/A | N/A | 29.6247 | 116.1229 | china
saideli (china) fiber co ltd | 125 | subcritical | operating | 2020 | N/A | N/A | 29.6247 | 116.1229 | china
china coal huajin group jincheng thermal power co ltd | 300 | subcritical | operating | 2011 | N/A | N/A | 35.4611 | 112.9252 | china
china coal huajin group jincheng thermal power co ltd | 300 | subcritical | operating | 2011 | N/A | N/A | 35.4611 | 112.9252 | china
state grid shandong electric power co | 600 | unknown | cancelled | N/A | N/A | N/A | 35.378 | 116.699 | china
state grid shandong electric power co | 600 | unknown | cancelled | N/A | N/A | N/A | 35.378 | 116.699 | china
state grid shandong electric power co | 600 | unknown | cancelled | N/A | N/A | N/A | 35.378 | 116.699 | china
state grid shandong electric power co | 600 | unknown | cancelled | N/A | N/A | N/A | 35.378 | 116.699 | china
shaan county thermal power co | 55 | unknown | retired | 1998 | 2009 | N/A | 34.7797 | 116.1065 | china
shaan county thermal power co | 55 | unknown | retired | 1998 | 2009 | N/A | 34.7797 | 116.1065 | china
shaan county tiancheng chemical industry co | 50 | unknown | retired | N/A | 2009 | N/A | 34.6863 | 111.5761 | china
fugu energy development co ltd of shaanxi coal chemical industry group | 1000 | ultra-supercritical | shelved | N/A | N/A | N/A | 38.7858 | 109.6246 | china
fugu energy development co ltd of shaanxi coal chemical industry group | 1000 | ultra-supercritical | shelved | N/A | N/A | N/A | 38.7858 | 109.6246 | china
shccig yulin chemical co ltd | 50 | unknown | operating | 2022 | N/A | N/A | 38.6427 | 110.0771 | china
shccig yulin chemical co ltd | 50 | unknown | operating | 2022 | N/A | N/A | 38.6427 | 110.0771 | china
shccig yulin chemical co ltd | 50 | unknown | operating | 2022 | N/A | N/A | 38.6427 | 110.0771 | china
shccig yulin chemical co ltd | 50 | unknown | operating | 2022 | N/A | N/A | 38.6427 | 110.0771 | china
shccig yulin chemical co ltd | 50 | unknown | cancelled | N/A | N/A | N/A | 38.6427 | 110.0771 | china
thermal power branch of shaanxi beiyuan chemical industry group co ltd | 125 | unknown | operating | 2010 | N/A | N/A | 38.7387 | 110.1799 | china
thermal power branch of shaanxi beiyuan chemical industry group co ltd | 125 | unknown | operating | 2010 | N/A | N/A | 38.7387 | 110.1799 | china
thermal power branch of shaanxi beiyuan chemical industry group co ltd | 125 | unknown | operating | 2011 | N/A | N/A | 38.7387 | 110.1799 | china
thermal power branch of shaanxi beiyuan chemical industry group co ltd | 125 | unknown | operating | 2012 | N/A | N/A | 38.7387 | 110.1799 | china
beijing binlong mining new technology development co ltd | 200 | subcritical | cancelled | N/A | N/A | N/A | 36.1 | 109.5 | china
binlong mining co | 200 | subcritical | cancelled | N/A | N/A | N/A | 36.1 | 109.5 | china
shenmu hongliulin mining co ltd | 600 | unknown | cancelled | N/A | N/A | N/A | 36.1 | 109.5 | china
shaanxi haotian group hongyuan power generation co ltd | 50 | unknown | operating | 2010 | N/A | N/A | 39.0155 | 110.6694 | china
shaanxi haotian group hongyuan power generation co ltd | 50 | unknown | operating | 2010 | N/A | N/A | 39.0155 | 110.6694 | china
shaanxi jingyi chemical co ltd | 50 | unknown | operating | 2019 | N/A | N/A | 38.7215 | 110.1926 | china
shaanxi jingyi chemical co ltd | 50 | unknown | operating | 2020 | N/A | N/A | 38.7215 | 110.1926 | china
shaanxi jingyi chemical co ltd | 60 | unknown | shelved | N/A | N/A | N/A | 38.7215 | 110.1926 | china
shaanxi jingyi chemical co ltd | 60 | unknown | shelved | N/A | N/A | N/A | 38.7215 | 110.1926 | china
shaanxi energy linbei power generation co ltd | 350 | supercritical | operating | 2019 | N/A | N/A | 34.9101 | 107.5543 | china
shaanxi energy linbei power generation co ltd | 350 | supercritical | operating | 2019 | N/A | N/A | 34.9101 | 107.5543 | china
datang weinan thermal power co ltd | 350 | supercritical | operating | 2020 | N/A | N/A | 34.5911 | 109.4405 | china
datang weinan thermal power co ltd | 350 | supercritical | operating | 2020 | N/A | N/A | 34.5911 | 109.4405 | china
shaanxi nonferrous yulin new materials group co ltd | 330 | subcritical | operating | 2013 | N/A | N/A | 38.5324 | 109.8797 | china
shaanxi nonferrous yulin new materials group co ltd | 330 | subcritical | operating | 2013 | N/A | N/A | 38.5324 | 109.8797 | china
shaanxi nonferrous yulin new materials group co ltd | 330 | subcritical | operating | 2013 | N/A | N/A | 38.5324 | 109.8797 | china
shaanxi nonferrous yulin new materials group co ltd | 330 | subcritical | operating | 2013 | N/A | N/A | 38.5324 | 109.8797 | china
shaanxi nonferrous yulin new materials group co ltd | 330 | subcritical | operating | 2013 | N/A | N/A | 38.5324 | 109.8797 | china
shanxi yulin kaiyue coal chemicals co ltd | 50 | unknown | retired | 2006 | 2023 | N/A | 38.1446 | 109.6008 | china
hebei construction investment shahe power generation co ltd | 600 | supercritical | operating | 2013 | N/A | N/A | 36.8536 | 114.3243 | china
hebei construction investment shahe power generation co ltd | 600 | supercritical | operating | 2013 | N/A | N/A | 36.8536 | 114.3243 | china
fugu energy development co ltd of shaanxi coal chemical industry group | 660 | ultra-supercritical | shelved | N/A | N/A | N/A | 39.3011 | 110.7319 | china
fugu energy development co ltd of shaanxi coal chemical industry group | 660 | ultra-supercritical | shelved | N/A | N/A | N/A | 39.3011 | 110.7319 | china
shandan huize energy saving power co ltd | 350 | supercritical | cancelled | N/A | N/A | N/A | 38.603 | 101.4097 | china
shandan huize energy saving power co ltd | 350 | supercritical | cancelled | N/A | N/A | N/A | 38.603 | 101.4097 | china
shandong binzhou binbei thermoelectricity co ltd | 30 | unknown | operating | 2002 | N/A | N/A | 37.4782 | 117.9912 | china
shandong chenming paper holdings ltd | 50 | subcritical | retired | 2002 | 2018 | N/A | 36.8592 | 118.7001 | china
shandong chenming paper holdings ltd | 60 | subcritical | operating | 2020 | N/A | N/A | 36.8592 | 118.7001 | china
shandong chenming paper holdings ltd | 155 | subcritical | retired | 2013 | 2018 | N/A | 36.8592 | 118.7001 | china
shandong fengyuan tongda power co ltd | 45 | unknown | operating | N/A | N/A | N/A | 34.7396 | 117.539 | china
shandong guangfu group co ltd | 60 | unknown | retired | N/A | 2020 | N/A | 36.8563 | 117.6305 | china
shandong guangfu group co ltd | 50 | unknown | operating | 2011 | N/A | N/A | 36.8563 | 117.6305 | china
shandong haihua group co ltd thermal power branch | 30 | subcritical | operating | N/A | N/A | N/A | 37.1301 | 119.0327 | china
shandong haihua group co ltd thermal power branch | 50 | subcritical | retired | N/A | 2021 | N/A | 37.1301 | 119.0327 | china
shandong haihua group co ltd thermal power branch | 150 | subcritical | operating | 2011 | N/A | N/A | 37.1301 | 119.0327 | china
shandong haihua group co ltd thermal power branch | 30 | subcritical | operating | N/A | N/A | N/A | 37.1301 | 119.0327 | china
shandong haihua group co ltd thermal power branch | 80 | subcritical | pre-permit | N/A | N/A | N/A | 37.1301 | 119.0327 | china
shandong hengli heating ltd | 30 | unknown | operating | N/A | N/A | N/A | 35.2303 | 115.1208 | china
shandong hengren industry and trade co ltd | 40 | unknown | operating | N/A | N/A | N/A | 35.1603 | 117.2916 | china
shandong hengshun heating co ltd | 30 | unknown | operating | N/A | N/A | N/A | 35.2302 | 115.1208 | china
shandong hualu-hengsheng chemical co ltd | 60 | unknown | retired | 1995 | 2023 | N/A | 37.4623 | 116.243 | china
shandong hualu-hengsheng chemical co ltd | 50 | unknown | retired | 2006 | 2023 | N/A | 37.4623 | 116.243 | china
shandong hualu-hengsheng chemical co ltd | 60 | unknown | operating | 2003 | N/A | N/A | 37.4623 | 116.243 | china
shandong huatai thermal power co ltd | 135 | subcritical | operating | 2013 | N/A | N/A | 37.0091 | 118.4905 | china
shandong huatai thermal power co ltd | 135 | subcritical | operating | 2013 | N/A | N/A | 37.0091 | 118.4905 | china
shandong huayu alloy material co ltd | 135 | subcritical | retired | 2003 | 2024 | N/A | 34.957 | 118.3057 | china
shandong huayu alloy material co ltd | 135 | subcritical | retired | 2003 | 2024 | N/A | 34.957 | 118.3057 | china
shandong huayu alloy material co ltd | 135 | subcritical | retired | 2005 | 2024 | N/A | 34.957 | 118.3057 | china
shandong hp gangue power co ltd | 60 | subcritical | cancelled | N/A | N/A | N/A | 35.821 | 117.777 | china
shandong hp gangue power co ltd | 60 | subcritical | cancelled | N/A | N/A | N/A | 35.821 | 117.777 | china
shandong jin ling chemical co | 50 | subcritical | operating | 2006 | N/A | N/A | 36.9954 | 118.5296 | china
shandong jin ling chemical co | 50 | subcritical | operating | 2006 | N/A | N/A | 36.9954 | 118.5296 | china
shandong lutai thermal power co ltd | 30 | unknown | operating | 2009 | N/A | N/A | 35.0927 | 116.5624 | china
shandong luxi power generation co ltd | 600 | ultra-supercritical | operating | 2022 | N/A | N/A | 35.3445 | 116.7844 | china
shandong luxi power generation co ltd | 600 | ultra-supercritical | operating | 2023 | N/A | N/A | 35.3445 | 116.7844 | china
shandong mingrui thermal power co ltd | 50 | CFB | operating | 2020 | N/A | N/A | 36.7701 | 118.1422 | china
shandong mingrui thermal power co ltd | 50 | CFB | pre-permit | 2026 | N/A | N/A | 36.7701 | 118.1422 | china
shandong dock public central heating co ltd | 60 | unknown | retired | N/A | 2022 | N/A | 37.0153 | 117.4119 | china
shandong dock public central heating co ltd | 135 | unknown | retired | N/A | 2022 | N/A | 37.0153 | 117.4119 | china
yantai qingquan industrial co ltd | 30 | unknown | cancelled | N/A | N/A | N/A | 37.4233 | 121.4766 | china
shandong ruihe industrial co ltd | 60 | unknown | operating | N/A | N/A | N/A | 36.7952 | 118.0931 | china
shandong runyin biochemical co ltd | 50 | unknown | operating | N/A | N/A | N/A | 35.882 | 116.4543 | china
shandong shenxian senyuan industrial co ltd | 50 | subcritical | retired | N/A | 2018 | N/A | 35.8251 | 115.3923 | china
shandong xuguo energy co ltd | 350 | supercritical | operating | 2019 | N/A | N/A | 35.186 | 119.388 | china
shandong xuguo energy co ltd | 350 | supercritical | operating | 2020 | N/A | N/A | 35.186 | 119.388 | china
china resources power holdings co ltd | 600 | ultra-supercritical | cancelled | N/A | N/A | N/A | 34.6 | 117.372 | china
china resources power holdings co ltd | 600 | ultra-supercritical | cancelled | N/A | N/A | N/A | 34.6 | 117.372 | china
xiajin county thermal power co ltd | 50 | CFB | pre-permit | N/A | N/A | N/A | 36.9704 | 115.9823 | china
liaocheng xinyuan group co ltd | 360 | supercritical | operating | 2014 | N/A | N/A | 36.4874 | 116.3332 | china
liaocheng xinyuan group co ltd | 360 | supercritical | operating | 2014 | N/A | N/A | 36.4874 | 116.3332 | china
liaocheng xinyuan group co ltd | 360 | supercritical | operating | 2011 | N/A | N/A | 36.4874 | 116.3332 | china
liaocheng xinyuan group co ltd | 360 | supercritical | operating | 2012 | N/A | N/A | 36.4874 | 116.3332 | china
shandong xinfa huaxin aluminium co ltd | 30 | subcritical | retired | 1980 | 2014 | N/A | 36.6144 | 116.2592 | china
shandong xinfa huaxin aluminium co ltd | 30 | subcritical | retired | 1980 | 2014 | N/A | 36.6077 | 116.2408 | china
shandong xinfa huaxin aluminium co ltd | 30 | subcritical | retired | 1980 | 2014 | N/A | 36.6077 | 116.2408 | china
shandong xinfa huaxin aluminium co ltd | 30 | subcritical | retired | 1990 | 2014 | N/A | 36.6092 | 116.2457 | china
shandong xinfa huaxin aluminium co ltd | 30 | subcritical | retired | 1990 | 2014 | N/A | 36.6092 | 116.2457 | china
shandong xinfa huaxin aluminium co ltd | 125 | subcritical | retired | 1999 | 2015 | N/A | 36.6092 | 116.2457 | china
shandong xinfa huaxin aluminium co ltd | 125 | subcritical | retired | 2001 | 2015 | N/A | 36.6092 | 116.2457 | china
shandong xinfa huaxin aluminium co ltd | 125 | subcritical | retired | 2004 | 2015 | N/A | 36.6092 | 116.2457 | china
shandong xinfa huaxin aluminium co ltd | 125 | subcritical | retired | 2004 | 2015 | N/A | 36.6092 | 116.2457 | china
chiping xinfa huayu alumina co ltd | 155 | subcritical | retired | 2006 | 2024 | N/A | 36.5921 | 116.1926 | china
chiping xinfa huayu alumina co ltd | 155 | subcritical | operating | 2006 | N/A | N/A | 36.5921 | 116.1926 | china
chiping xinfa huayu alumina co ltd | 155 | subcritical | retired | 2007 | 2018 | N/A | 36.5921 | 116.1926 | china
chiping xinfa huayu alumina co ltd | 155 | subcritical | operating | 2008 | N/A | N/A | 36.5921 | 116.1926 | china
chiping xinfa huayu alumina co ltd | 155 | subcritical | retired | 2008 | 2024 | N/A | 36.5921 | 116.1926 | china
liaocheng xinyuan group co ltd | 155 | subcritical | retired | 2001 | 2024 | N/A | 36.6063 | 116.2203 | china
liaocheng xinyuan group co ltd | 155 | subcritical | retired | 2001 | 2018 | N/A | 36.6063 | 116.2203 | china
liaocheng xinyuan group co ltd | 155 | subcritical | retired | 2002 | 2024 | N/A | 36.6063 | 116.2203 | china
liaocheng xinyuan group co ltd | 155 | subcritical | retired | 2002 | 2024 | N/A | 36.6063 | 116.2203 | china
liaocheng xinyuan group co ltd | 155 | subcritical | retired | 2002 | 2024 | N/A | 36.6063 | 116.2203 | china
liaocheng xinyuan group co ltd | 660 | ultra-supercritical | operating | 2015 | N/A | N/A | 36.6155 | 116.2191 | china
liaocheng xinyuan group co ltd | 660 | ultra-supercritical | operating | 2015 | N/A | N/A | 36.6155 | 116.2191 | china
liaocheng xinyuan group co ltd | 660 | ultra-supercritical | operating | 2015 | N/A | N/A | 36.6155 | 116.2191 | china
liaocheng xinyuan group co ltd | 660 | ultra-supercritical | operating | 2015 | N/A | N/A | 36.6155 | 116.2191 | china
liaocheng xinyuan group co ltd | 660 | ultra-supercritical | operating | 2015 | N/A | N/A | 36.6155 | 116.2191 | china
liaocheng xinyuan group co ltd | 660 | ultra-supercritical | operating | 2016 | N/A | N/A | 36.6155 | 116.2191 | china
liaocheng xinyuan group co ltd | 660 | ultra-supercritical | operating | 2022 | N/A | N/A | 36.6158 | 116.2252 | china
liaocheng xinyuan group co ltd | 660 | ultra-supercritical | operating | 2022 | N/A | N/A | 36.6158 | 116.2252 | china
liaocheng xinyuan group co ltd | 660 | ultra-supercritical | operating | 2022 | N/A | N/A | 36.6158 | 116.2252 | china
chiping xinfa huayu alumina co ltd | 155 | subcritical | retired | 2003 | 2024 | N/A | 36.615 | 116.2192 | china
chiping xinfa huayu alumina co ltd | 155 | subcritical | retired | 2003 | 2019 | N/A | 36.615 | 116.2192 | china
chiping xinfa huayu alumina co ltd | 155 | subcritical | retired | 2003 | 2019 | N/A | 36.615 | 116.2192 | china
shandong xingda new energy co ltd | 60 | subcritical | operating | 2016 | N/A | N/A | 37.5858 | 118.6441 | china
shandong xingda new energy co ltd | 150 | subcritical | operating | 2016 | N/A | N/A | 37.5858 | 118.6441 | china
shandong xingda new energy co ltd | 150 | subcritical | operating | 2017 | N/A | N/A | 37.5858 | 118.6441 | china
gaotang county xingke soy protein food sci. & tech co ltd | 40 | subcritical | retired | N/A | 2018 | N/A | 36.8658 | 116.2314 | china
shandong xinlong group co ltd | 60 | unknown | operating | N/A | N/A | N/A | 37.0217 | 118.7532 | china
shandong xinlong group co ltd | 60 | unknown | operating | N/A | N/A | N/A | 37.0217 | 118.7532 | china
shandong yida thermoelectric technology co ltd | 40 | subcritical | operating | 2020 | N/A | N/A | 35.4999 | 117.6156 | china
shandong yida thermoelectric technology co ltd | 30 | unknown | operating | 2022 | N/A | N/A | 35.4999 | 117.6156 | china
shandong yucheng xinyuan thermal power co ltd | 30 | unknown | operating | N/A | N/A | N/A | 36.9319 | 116.6719 | china
shandong yulong petrochemical co ltd | 60 | subcritical | operating | 2024 | N/A | N/A | 37.6068 | 120.2551 | china
shandong yulong petrochemical co ltd | 60 | subcritical | operating | 2024 | N/A | N/A | 37.6068 | 120.2551 | china
shandong yulong petrochemical co ltd | 60 | subcritical | operating | 2024 | N/A | N/A | 37.6068 | 120.2551 | china
shandong yulong petrochemical co ltd | 60 | subcritical | operating | 2024 | N/A | N/A | 37.6068 | 120.2551 | china
shandong yulong petrochemical co ltd | 60 | subcritical | operating | 2024 | N/A | N/A | 37.6068 | 120.2551 | china
huaneng shandong power generation co ltd zhongtai power plant | 150 | subcritical | operating | 2007 | N/A | N/A | 35.8581 | 117.6958 | china
huaneng shandong power generation co ltd zhongtai power plant | 150 | subcritical | operating | 2007 | N/A | N/A | 35.8581 | 117.6958 | china
huaneng power international inc | 350 | subcritical | operating | 1990 | N/A | N/A | 38.0573 | 114.1963 | china
huaneng power international inc | 350 | subcritical | operating | 1990 | N/A | N/A | 38.0573 | 114.1963 | china
huaneng power international inc | 300 | subcritical | operating | 1997 | N/A | N/A | 38.0573 | 114.1963 | china
huaneng power international inc | 300 | subcritical | operating | 1997 | N/A | N/A | 38.0573 | 114.1963 | china
huaneng power international inc | 620 | supercritical | operating | 2008 | N/A | N/A | 38.0573 | 114.1963 | china
huaneng power international inc | 620 | supercritical | operating | 2010 | N/A | N/A | 38.0573 | 114.1963 | china
huaneng power international inc | 660 | unknown | shelved | N/A | N/A | N/A | 38.0573 | 114.1963 | china
huaneng power international inc | 660 | unknown | shelved | N/A | N/A | N/A | 38.0573 | 114.1963 | china
inner mongolia shangdu second power generation co ltd | 660 | supercritical | operating | 2011 | N/A | N/A | 42.2237 | 116.0293 | china
inner mongolia shangdu second power generation co ltd | 660 | supercritical | operating | 2011 | N/A | N/A | 42.2237 | 116.0293 | china
inner mongolia shangdu power generation co ltd | 600 | subcritical | operating | 2007 | N/A | N/A | 42.2237 | 116.0293 | china
inner mongolia shangdu power generation co ltd | 600 | subcritical | operating | 2007 | N/A | N/A | 42.2237 | 116.0293 | china
inner mongolia shangdu power generation co ltd | 600 | subcritical | operating | 2006 | N/A | N/A | 42.2237 | 116.0293 | china
inner mongolia shangdu power generation co ltd | 600 | subcritical | operating | 2006 | N/A | N/A | 42.2237 | 116.0293 | china
inner mongolia shangdu second power generation co ltd | 660 | supercritical | cancelled | N/A | N/A | N/A | 42.2237 | 116.0293 | china
inner mongolia shangdu second power generation co ltd | 660 | supercritical | cancelled | N/A | N/A | N/A | 42.2237 | 116.0293 | china
jiangxi ganneng shanggao power generation co ltd | 1000 | ultra-supercritical | permitted | N/A | N/A | N/A | 28.1844 | 114.8258 | china
jiangxi ganneng shanggao power generation co ltd | 1000 | ultra-supercritical | permitted | N/A | N/A | N/A | 28.1844 | 114.8258 | china
jiangxi ganneng shanggao power generation co ltd | 1000 | ultra-supercritical | construction | 2025 | N/A | N/A | 28.1844 | 114.8258 | china
jiangxi ganneng shanggao power generation co ltd | 1000 | ultra-supercritical | construction | 2025 | N/A | N/A | 28.1844 | 114.8258 | china
sinopec shanghai petrochemical co ltd | 70 | subcritical | construction | 2026 | N/A | N/A | 30.6981 | 121.2778 | china
sinopec shanghai petrochemical co ltd | 70 | subcritical | construction | 2026 | N/A | N/A | 30.6981 | 121.2778 | china
sinopec shanghai petrochemical co ltd | 70 | subcritical | construction | 2026 | N/A | N/A | 30.6981 | 121.2778 | china
sinopec shanghai petrochemical co ltd | 70 | subcritical | construction | 2026 | N/A | N/A | 30.6981 | 121.2778 | china
sinopec shanghai petrochemical co ltd | 50 | subcritical | operating | 1991 | N/A | N/A | 30.6981 | 121.2778 | china
sinopec shanghai petrochemical co ltd | 50 | subcritical | operating | 1992 | N/A | N/A | 30.6981 | 121.2778 | china
sinopec shanghai petrochemical co ltd | 50 | subcritical | operating | 1992 | N/A | N/A | 30.6981 | 121.2778 | china
sinopec shanghai petrochemical co ltd | 50 | subcritical | operating | 1993 | N/A | N/A | 30.6981 | 121.2778 | china
sinopec shanghai petrochemical co ltd | 100 | subcritical | operating | 2002 | N/A | N/A | 30.6981 | 121.2778 | china
sinopec shanghai petrochemical co ltd | 100 | subcritical | operating | 2011 | N/A | N/A | 30.6981 | 121.2778 | china
shanghai caojing thermal power co ltd | 1000 | ultra-supercritical | construction | N/A | N/A | N/A | 30.7607 | 121.4008 | china
shanghai caojing thermal power co ltd | 1000 | ultra-supercritical | construction | N/A | N/A | N/A | 30.7607 | 121.4008 | china
shanghai caojing thermal power co ltd | 1000 | ultra-supercritical | operating | 2010 | N/A | N/A | 30.7607 | 121.4008 | china
shanghai caojing thermal power co ltd | 1000 | ultra-supercritical | operating | 2010 | N/A | N/A | 30.7607 | 121.4008 | china
sinopec shanghai gaoqiao petrochemical co ltd | 50 | subcritical | retired | 1972 | 2020 | N/A | 31.3253 | 121.5665 | china
sinopec shanghai gaoqiao petrochemical co ltd | 50 | subcritical | operating | 1989 | N/A | N/A | 31.3253 | 121.5665 | china
sinopec shanghai gaoqiao petrochemical co ltd | 50 | subcritical | operating | 1995 | N/A | N/A | 31.3253 | 121.5665 | china
huaneng power international, inc shanghai shidongkou no.1 power plant | 650 | ultra-supercritical | operating | 2022 | N/A | N/A | 31.4651 | 121.4048 | china
huaneng power international, inc shanghai shidongkou no.1 power plant | 650 | ultra-supercritical | operating | 2023 | N/A | N/A | 31.4651 | 121.4048 | china
huaneng international power co ltd shanghai shidongkou second power plant | 600 | supercritical | operating | 1992 | N/A | N/A | 31.4651 | 121.4048 | china
huaneng international power co ltd shanghai shidongkou second power plant | 600 | supercritical | operating | 1992 | N/A | N/A | 31.4651 | 121.4048 | china
huaneng international power co ltd shanghai shidongkou second power plant | 660 | ultra-supercritical | operating | 2009 | N/A | N/A | 31.4651 | 121.4048 | china
huaneng international power co ltd shanghai shidongkou second power plant | 660 | ultra-supercritical | operating | 2009 | N/A | N/A | 31.4651 | 121.4048 | china
huaneng power international, inc shanghai shidongkou no.1 power plant | 325 | subcritical | retired | 1988 | 2023 | N/A | 31.4651 | 121.4048 | china
huaneng power international, inc shanghai shidongkou no.1 power plant | 325 | subcritical | retired | 1988 | 2023 | N/A | 31.4651 | 121.4048 | china
huaneng power international, inc shanghai shidongkou no.1 power plant | 325 | subcritical | operating | 1989 | N/A | 2022 | 31.4651 | 121.4048 | china
huaneng power international, inc shanghai shidongkou no.1 power plant | 325 | subcritical | operating | 1990 | N/A | 2022 | 31.4651 | 121.4048 | china
shandong energy inner mongolia shenglu electric power co ltd | 350 | supercritical | cancelled | N/A | N/A | N/A | 38.3096 | 106.6794 | china
shandong energy inner mongolia shenglu electric power co ltd | 350 | supercritical | cancelled | N/A | N/A | N/A | 38.3096 | 106.6794 | china
shaanxi shangluo power generation co ltd | 660 | ultra-supercritical | operating | 2018 | N/A | N/A | 33.8071 | 110.0629 | china
shaanxi shangluo power generation co ltd | 660 | ultra-supercritical | operating | 2019 | N/A | N/A | 33.8071 | 110.0629 | china
shaanxi shangluo power generation co ltd | 660 | ultra-supercritical | construction | N/A | N/A | N/A | 33.8071 | 110.0629 | china
shaanxi shangluo power generation co ltd | 660 | ultra-supercritical | construction | N/A | N/A | N/A | 33.8071 | 110.0629 | china
guoneng minquan thermal power co ltd | 1000 | ultra-supercritical | shelved | N/A | N/A | N/A | 34.6194 | 115.2921 | china
guoneng minquan thermal power co ltd | 1000 | ultra-supercritical | shelved | N/A | N/A | N/A | 34.6194 | 115.2921 | china
guoneng minquan thermal power co ltd | 630 | supercritical | operating | 2008 | N/A | N/A | 34.6194 | 115.2921 | china
guoneng minquan thermal power co ltd | 630 | supercritical | operating | 2008 | N/A | N/A | 34.6194 | 115.2921 | china
shangqiu minsheng thermal power co ltd | 350 | supercritical | operating | 2018 | N/A | N/A | 34.4694 | 115.7072 | china
shangqiu minsheng thermal power co ltd | 350 | supercritical | operating | 2019 | N/A | N/A | 34.4694 | 115.7072 | china
state power investment group jiangxi electric power co ltd | 1000 | ultra-supercritical | construction | 2026 | N/A | N/A | 28.2849 | 117.8573 | china
state power investment group jiangxi electric power co ltd | 1000 | ultra-supercritical | construction | 2026 | N/A | N/A | 28.2849 | 117.8573 | china
beijing guodian power co ltd shangwan thermal power plant | 150 | subcritical | operating | 2009 | N/A | N/A | 39.2885 | 110.1905 | china
beijing guodian power co ltd shangwan thermal power plant | 150 | subcritical | operating | 2009 | N/A | N/A | 39.2885 | 110.1905 | china
shangqiu fengyuan aluminium & power co ltd | 60 | unknown | retired | 1990 | 2014 | N/A | 34.414 | 115.656 | china
shangqiu fengyuan aluminium & power co ltd | 60 | unknown | retired | 1990 | 2014 | N/A | 34.414 | 115.656 | china
shangqiu fengyuan aluminium & power co ltd | 60 | unknown | retired | 1990 | 2014 | N/A | 34.414 | 115.656 | china
shantou huadian power generation co ltd | 680 | ultra-supercritical | operating | 2023 | N/A | N/A | 23.1652 | 116.6397 | china
shantou huadian power generation co ltd | 680 | ultra-supercritical | operating | 2023 | N/A | N/A | 23.1652 | 116.6397 | china
huadian international power co ltd guangdong branch | 1000 | ultra-supercritical | permitted | 2025 | N/A | N/A | 23.1652 | 116.6397 | china
huadian international power co ltd guangdong branch | 1000 | ultra-supercritical | permitted | 2025 | N/A | N/A | 23.1652 | 116.6397 | china
huaneng international power co ltd shantou power plant | 300 | subcritical | operating | 1996 | N/A | N/A | 23.3256 | 116.7361 | china
huaneng international power co ltd shantou power plant | 300 | subcritical | operating | 1996 | N/A | N/A | 23.3256 | 116.7361 | china
huaneng international power co ltd shantou power plant | 600 | supercritical | operating | 2005 | N/A | N/A | 23.3256 | 116.7361 | china
huaneng international power co ltd shantou power plant | 600 | supercritical | cancelled | N/A | N/A | N/A | 23.3256 | 116.7361 | china
shantou shante songshan firepower power plant co ltd | 50 | subcritical | retired | 1992 | 2011 | N/A | 23.3102 | 116.6541 | china
shantou shante songshan firepower power plant co ltd | 50 | subcritical | retired | 1992 | 2011 | N/A | 23.3102 | 116.6541 | china
shantou special economic zone wanfeng thermal power co ltd | 60 | subcritical | retired | 1993 | 2024 | N/A | 23.4008 | 116.6693 | china
shantou special economic zone wanfeng thermal power co ltd | 60 | subcritical | retired | 1993 | 2024 | N/A | 23.4008 | 116.6693 | china
shenzhen shenshan special cooperation zone china resources power co ltd | 1000 | ultra-supercritical/CCS | construction | 2026 | N/A | N/A | 22.7545 | 115.042 | china
shenzhen shenshan special cooperation zone china resources power co ltd | 1000 | ultra-supercritical/CCS | construction | 2026 | N/A | N/A | 22.7545 | 115.042 | china
shenzhen shenshan special cooperation zone china resources power co ltd | 1050 | ultra-supercritical | operating | 2015 | N/A | N/A | 22.7545 | 115.042 | china
shenzhen shenshan special cooperation zone china resources power co ltd | 1050 | ultra-supercritical | operating | 2015 | N/A | N/A | 22.7545 | 115.042 | china
guangdong red bay power generation co ltd | 1000 | ultra-supercritical | construction | 2025 | N/A | N/A | 22.7069 | 115.5553 | china
guangdong red bay power generation co ltd | 1000 | ultra-supercritical | construction | 2025 | N/A | N/A | 22.7069 | 115.5553 | china
guangdong red bay power generation co ltd | 660 | ultra-supercritical | operating | 2011 | N/A | N/A | 22.7069 | 115.5553 | china
guangdong red bay power generation co ltd | 660 | ultra-supercritical | operating | 2011 | N/A | N/A | 22.7069 | 115.5553 | china
guangdong red bay power generation co ltd | 600 | supercritical | operating | 2008 | N/A | N/A | 22.7069 | 115.5553 | china
guangdong red bay power generation co ltd | 600 | supercritical | operating | 2008 | N/A | N/A | 22.7069 | 115.5553 | china
china power investment corporation shanxi aluminium co ltd | 660 | unknown | cancelled | N/A | N/A | N/A | 38.7858 | 112.7558 | china
china power investment corporation shanxi aluminium co ltd | 660 | unknown | cancelled | N/A | N/A | N/A | 38.7858 | 112.7558 | china
shanxi jinmei datang anyu thermal power co ltd | 350 | supercritical | shelved | N/A | N/A | N/A | 35.5738 | 111.6673 | china
shanxi jinmei datang anyu thermal power co ltd | 350 | supercritical | shelved | N/A | N/A | N/A | 35.5738 | 111.6673 | china
shanxi coal import and export group hequ energy co ltd | 350 | ultra-supercritical | construction | N/A | N/A | N/A | 39.1112 | 111.1824 | china
shanxi coal import and export group hequ energy co ltd | 350 | ultra-supercritical | construction | N/A | N/A | N/A | 39.1112 | 111.1824 | china
shanxi yanguang coal power development co ltd | 660 | ultra-supercritical | cancelled | N/A | N/A | N/A | 37.8853 | 112.6643 | china
shanxi yanguang coal power development co ltd | 660 | ultra-supercritical | cancelled | N/A | N/A | N/A | 37.8853 | 112.6643 | china
shanxi guofeng coal power co ltd | 300 | subcritical | operating | 2015 | N/A | N/A | 37.2278 | 111.735 | china
shanxi guofeng coal power co ltd | 300 | subcritical | operating | 2015 | N/A | N/A | 37.2278 | 111.735 | china
shanxi guojin coal power co ltd | 300 | supercritical | operating | 2015 | N/A | N/A | 37.5475 | 112.2315 | china
shanxi guojin coal power co ltd | 300 | supercritical | operating | 2015 | N/A | N/A | 37.5475 | 112.2315 | china
shanxi hepo power generation co ltd | 50 | subcritical | retired | 1991 | 2016 | N/A | 37.8469 | 113.6165 | china
shanxi hepo power generation co ltd | 50 | subcritical | retired | 1992 | 2016 | N/A | 37.8469 | 113.6165 | china
shanxi hepo power generation co ltd | 100 | subcritical | retired | 2000 | 2016 | N/A | 37.8469 | 113.6165 | china
shanxi hepo power generation co ltd | 100 | subcritical | retired | 2000 | 2016 | N/A | 37.8469 | 113.6165 | china
shanxi hepo power generation co ltd | 350 | supercritical | operating | 2016 | N/A | N/A | 37.9199 | 113.6152 | china
shanxi hepo power generation co ltd | 350 | supercritical | operating | 2016 | N/A | N/A | 37.9199 | 113.6152 | china
shanxi hongdong huashi thermal power co ltd | 50 | unknown | retired | 2003 | 2010 | N/A | 36.3662 | 111.7006 | china
shanxi hongdong huashi thermal power co ltd | 50 | unknown | retired | 2003 | 2010 | N/A | 36.3662 | 111.7006 | china
jinneng holding houma thermal power branch of shanxi electric power co ltd | 300 | subcritical | operating | 2014 | N/A | N/A | 35.591 | 111.376 | china
jinneng holding houma thermal power branch of shanxi electric power co ltd | 300 | subcritical | operating | 2014 | N/A | N/A | 35.591 | 111.376 | china
shanxi branch of state power investment group co ltd | 50 | subcritical | retired | 2002 | 2017 | N/A | 35.6081 | 111.3694 | china
shanxi branch of state power investment group co ltd | 50 | subcritical | retired | 2004 | 2017 | N/A | 35.6081 | 111.3694 | china
shanxi huaguang power generation co ltd | 600 | subcritical | operating | 2008 | N/A | N/A | 37.4185 | 110.8243 | china
shanxi huaguang power generation co ltd | 600 | subcritical | operating | 2008 | N/A | N/A | 37.4185 | 110.8243 | china
shanxi liulin electric power co ltd | 100 | subcritical | operating | 1995 | N/A | N/A | 37.4185 | 110.8243 | china
shanxi liulin electric power co ltd | 100 | subcritical | operating | 1996 | N/A | N/A | 37.4185 | 110.8243 | china
shanxi jingneng lvlin power generation co ltd | 350 | supercritical | operating | 2019 | N/A | N/A | 38.0466 | 111.0985 | china
shanxi jingneng lvlin power generation co ltd | 350 | supercritical | operating | 2019 | N/A | N/A | 38.0466 | 111.0985 | china
shanxi puxian hongyuan group fenghuangtai coal industry co ltd | 350 | unknown | cancelled | N/A | N/A | N/A | 36.411 | 111.096 | china
shanxi puxian hongyuan group fenghuangtai coal industry co ltd | 350 | unknown | cancelled | N/A | N/A | N/A | 36.411 | 111.096 | china
shanxi ruiguang power co ltd | 600 | unknown | cancelled | N/A | N/A | N/A | 37.7846 | 112.7199 | china
shanxi ruiguang power co ltd | 600 | unknown | cancelled | N/A | N/A | N/A | 37.7846 | 112.7199 | china
shanxi ruiguang power co ltd | 330 | subcritical | operating | 2011 | N/A | N/A | 37.7846 | 112.7199 | china
shanxi ruiguang power co ltd | 330 | subcritical | operating | 2012 | N/A | N/A | 37.7846 | 112.7199 | china
huaneng power international inc | 350 | supercritical | cancelled | N/A | N/A | N/A | 37.5655 | 112.6523 | china
huaneng power international inc | 350 | supercritical | cancelled | N/A | N/A | N/A | 37.5655 | 112.6523 | china
shanxi yaoguang coal power co ltd | 200 | subcritical | operating | 2012 | N/A | N/A | 37.219 | 112.2887 | china
shanxi yaoguang coal power co ltd | 200 | subcritical | operating | 2012 | N/A | N/A | 37.219 | 112.2887 | china
shanxi yinguang power generation co ltd | 350 | ultra-supercritical | cancelled | N/A | N/A | N/A | 39.5554 | 113.2099 | china
shanxi yinguang power generation co ltd | 350 | ultra-supercritical | cancelled | N/A | N/A | N/A | 39.5554 | 113.2099 | china
shanxi yuguang power generation co ltd | 350 | supercritical | operating | 2019 | N/A | N/A | 39.6159 | 112.799 | china
shanxi yuguang power generation co ltd | 350 | supercritical | operating | 2019 | N/A | N/A | 39.6159 | 112.799 | china
shanxi yuguang power generation co ltd | 300 | subcritical | operating | 2012 | N/A | N/A | 39.6159 | 112.799 | china
shanxi yuguang power generation co ltd | 300 | subcritical | operating | 2012 | N/A | N/A | 39.6159 | 112.799 | china
shanxi zhaoguang power generation co ltd | 300 | subcritical | operating | 2005 | N/A | N/A | 36.5538 | 111.6918 | china
shanxi zhaoguang power generation co ltd | 300 | subcritical | operating | 2005 | N/A | N/A | 36.5538 | 111.6918 | china
shanxi zhaoguang power generation co ltd | 600 | supercritical | operating | 2009 | N/A | N/A | 36.5538 | 111.6918 | china
shanxi zhaoguang power generation co ltd | 600 | supercritical | operating | 2009 | N/A | N/A | 36.5538 | 111.6918 | china
zhejiang shanying paper co ltd | 37 | unknown | operating | 2006 | N/A | N/A | 30.6055 | 121.0064 | china
shanying paper zhejiang ji'an paper container company-owned power plant | 30 | unknown | operating | 2011 | N/A | N/A | 30.6055 | 121.0064 | china
zhejiang products shanying thermal power co., ltd. co ltd | 35 | CFB | operating | 2023 | N/A | N/A | 30.6055 | 121.0064 | china
zhejiang products shanying thermal power co., ltd. co ltd | 35 | CFB | operating | 2023 | N/A | N/A | 30.6055 | 121.0064 | china
sichuan shanying paper co ltd | 40 | CFB | cancelled | N/A | N/A | N/A | 29.929 | 107.7546 | china
sichuan shanying paper co ltd | 40 | CFB | cancelled | N/A | N/A | N/A | 29.929 | 107.7546 | china
sichuan shanying paper co ltd | 50 | CFB | cancelled | N/A | N/A | N/A | 29.929 | 107.7546 | china
guoyue huayin (shaoguan) thermal power comprehensive utilization co ltd | 700 | ultra-supercritical | construction | 2025 | N/A | N/A | 24.9451 | 113.5488 | china
guoyue huayin (shaoguan) thermal power comprehensive utilization co ltd | 350 | subcritical | operating | 2017 | N/A | N/A | 24.9451 | 113.5488 | china
guoyue huayin (shaoguan) thermal power comprehensive utilization co ltd | 350 | subcritical | operating | 2017 | N/A | N/A | 24.9451 | 113.5488 | china
zhejiang zheneng shaoxing binhai thermal power co ltd | 57 | unknown | operating | 2021 | N/A | N/A | 30.2265 | 120.7172 | china
zhejiang zheneng shaoxing binhai thermal power co ltd | 57 | unknown | operating | 2022 | N/A | N/A | 30.2265 | 120.7172 | china
zhejiang zheneng shaoxing binhai thermal power co ltd | 57 | unknown | operating | 2017 | N/A | N/A | 30.2265 | 120.7172 | china
zhejiang zheneng shaoxing binhai thermal power co ltd | 57 | unknown | operating | 2017 | N/A | N/A | 30.2265 | 120.7172 | china
zhejiang zheneng shaoxing binhai thermal power co ltd | 57 | unknown | operating | 2017 | N/A | N/A | 30.2265 | 120.7172 | china
zhejiang zheneng shaoxing binhai thermal power co ltd | 57 | unknown | operating | 2018 | N/A | N/A | 30.2265 | 120.7172 | china
zhejiang zheneng shaoxing binhai thermal power co ltd | 300 | subcritical | operating | 2011 | N/A | N/A | 30.2265 | 120.7172 | china
zhejiang zheneng shaoxing binhai thermal power co ltd | 300 | subcritical | operating | 2011 | N/A | N/A | 30.2265 | 120.7172 | china
zhejiang zheneng shaoxing binhai thermal power co ltd | 57 | CFB | construction | 2024 | N/A | N/A | 30.2265 | 120.7172 | china
china energy engineering group xinjiang electric power design institute co ltd | 350 | supercritical | cancelled | N/A | N/A | N/A | 41.1862 | 82.7404 | china
china energy engineering group xinjiang electric power design institute co ltd | 350 | supercritical | cancelled | N/A | N/A | N/A | 41.1862 | 82.7404 | china
hubei branch of state power investment group co ltd | 1000 | ultra-supercritical | shelved | N/A | N/A | N/A | 30.6855 | 112.5582 | china
hubei branch of state power investment group co ltd | 1000 | ultra-supercritical | shelved | N/A | N/A | N/A | 30.6855 | 112.5582 | china
shenhua shendong power shanxi hequ power generation co ltd | 660 | ultra-supercritical | cancelled | N/A | N/A | N/A | 39.4125 | 111.244 | china
shenhua shendong power shanxi hequ power generation co ltd | 660 | ultra-supercritical | cancelled | N/A | N/A | N/A | 39.4125 | 111.244 | china
shenhua shendong power shanxi hequ power generation co ltd | 350 | supercritical | operating | 2015 | N/A | N/A | 39.4125 | 111.244 | china
shenhua shendong power shanxi hequ power generation co ltd | 350 | supercritical | operating | 2015 | N/A | N/A | 39.4125 | 111.244 | china
shenneng wuzhong thermal power co ltd | 350 | supercritical | operating | 2016 | N/A | N/A | 37.9374 | 106.1397 | china
shenneng wuzhong thermal power co ltd | 350 | supercritical | operating | 2016 | N/A | N/A | 37.9374 | 106.1397 | china
nong'an shengde thermal group co ltd | 50 | unknown | cancelled | N/A | N/A | N/A | 44.433 | 125.1705 | china
nong'an shengde thermal group co ltd | 50 | unknown | cancelled | N/A | N/A | N/A | 44.433 | 125.1705 | china
inner mongolia jingneng shengle thermal power co ltd | 660 | ultra-supercritical | cancelled | N/A | N/A | N/A | 40.5637 | 111.8639 | china
inner mongolia jingneng shengle thermal power co ltd | 660 | ultra-supercritical | cancelled | N/A | N/A | N/A | 40.5637 | 111.8639 | china
inner mongolia jingneng shengle thermal power co ltd | 350 | supercritical | operating | 2016 | N/A | N/A | 40.5637 | 111.8639 | china
inner mongolia jingneng shengle thermal power co ltd | 350 | supercritical | operating | 2016 | N/A | N/A | 40.5637 | 111.8639 | china
shengli guodian (dongying) thermalpower co ltd | 660 | supercritical | operating | 2015 | N/A | N/A | 37.4003 | 118.5243 | china
shengli guodian (dongying) thermalpower co ltd | 660 | supercritical | permitted | 2025 | N/A | N/A | 37.4003 | 118.5243 | china
china sinopec shengli petroleum administration bureau | 300 | subcritical | operating | 2000 | N/A | N/A | 37.4003 | 118.5243 | china
china sinopec shengli petroleum administration bureau | 300 | subcritical | operating | 2001 | N/A | N/A | 37.4003 | 118.5243 | china
china sinopec shengli petroleum administration bureau | 220 | subcritical | operating | 1992 | N/A | N/A | 37.4003 | 118.5243 | china
china sinopec shengli petroleum administration bureau | 220 | subcritical | operating | 1993 | N/A | N/A | 37.4003 | 118.5243 | china
china sinopec shengli petroleum administration bureau | 350 | unknown | pre-permit | N/A | N/A | N/A | 37.4003 | 118.5243 | china
shenyang huarun thermal power co ltd | 350 | subcritical | operating | 2024 | N/A | N/A | 41.9169 | 123.5147 | china
shenyang huarun thermal power co ltd | 350 | subcritical | operating | 2024 | N/A | N/A | 41.9169 | 123.5147 | china
shenyang huarun thermal power co ltd | 200 | subcritical | operating | 1991 | N/A | N/A | 41.8151 | 123.4937 | china
shenyang huarun thermal power co ltd | 200 | subcritical | operating | 1991 | N/A | N/A | 41.8151 | 123.4937 | china
shenyang huarun thermal power co ltd | 200 | subcritical | operating | 1991 | N/A | N/A | 41.8151 | 123.4937 | china
linying shenghong thermal power co., ltd. co ltd | 40 | CFB | pre-permit | N/A | N/A | N/A | 33.8212 | 113.9957 | china
qinghai shenhua low carbon energy investment co ltd | 660 | ultra-supercritical | cancelled | N/A | N/A | N/A | 36.3564 | 95.0369 | china
qinghai shenhua low carbon energy investment co ltd | 660 | ultra-supercritical | cancelled | N/A | N/A | N/A | 36.3564 | 95.0369 | china
guodian xinjiang zhundong coal power co ltd | 660 | ultra-supercritical | operating | 2023 | N/A | N/A | 44.7809 | 89.5971 | china
guodian xinjiang zhundong coal power co ltd | 660 | ultra-supercritical | operating | 2023 | N/A | N/A | 44.7809 | 89.5971 | china
state grid corporation of china hami coal&energy co ltd | 600 | ultra-supercritical | permitted | N/A | N/A | N/A | 42.7403 | 93.4457 | china
state grid corporation of china hami coal&energy co ltd | 600 | ultra-supercritical | permitted | N/A | N/A | N/A | 42.7403 | 93.4457 | china
state grid corporation of china hami coal&energy co ltd | 300 | subcritical | operating | 2011 | N/A | N/A | 42.7403 | 93.4457 | china
state grid corporation of china hami coal&energy co ltd | 300 | subcritical | operating | 2011 | N/A | N/A | 42.7403 | 93.4457 | china
huadian fukang power generation co ltd | 350 | unknown | cancelled | N/A | N/A | N/A | 44.1334 | 87.8347 | china
huadian fukang power generation co ltd | 350 | unknown | cancelled | N/A | N/A | N/A | 44.1334 | 87.8347 | china
huadian fukang power generation co ltd | 150 | unknown | operating | 2008 | N/A | N/A | 44.1334 | 87.8347 | china
huadian fukang power generation co ltd | 150 | unknown | operating | 2008 | N/A | N/A | 44.1334 | 87.8347 | china
state grid corporation of china hami coal&energy co ltd | 660 | supercritical | operating | 2015 | N/A | N/A | 42.4112 | 93.0092 | china
state grid corporation of china hami coal&energy co ltd | 660 | supercritical | operating | 2015 | N/A | N/A | 42.4112 | 93.0092 | china
state grid corporation of china hami coal&energy co ltd | 660 | ultra-supercritical | operating | 2015 | N/A | N/A | 42.4112 | 93.0092 | china
state grid corporation of china hami coal&energy co ltd | 660 | ultra-supercritical | operating | 2015 | N/A | N/A | 42.4112 | 93.0092 | china
shanxi lujinwangqu power generation co ltd | 660 | ultra-supercritical | permitted | N/A | N/A | N/A | 39.3831 | 111.1843 | china
shanxi lujinwangqu power generation co ltd | 660 | ultra-supercritical | permitted | N/A | N/A | N/A | 39.3831 | 111.1843 | china
guoneng shanxi hequ power generation co ltd | 600 | supercritical | operating | 2011 | N/A | N/A | 39.3831 | 111.1843 | china
guoneng shanxi hequ power generation co ltd | 600 | supercritical | operating | 2011 | N/A | N/A | 39.3831 | 111.1843 | china
guoneng shanxi hequ power generation co ltd | 600 | subcritical | operating | 2004 | N/A | N/A | 39.3831 | 111.1843 | china
guoneng shanxi hequ power generation co ltd | 600 | subcritical | operating | 2005 | N/A | N/A | 39.3831 | 111.1843 | china
guoneng shenhua jiujiang power generation co ltd | 1052 | ultra-supercritical | construction | 2024 | N/A | N/A | 29.8266 | 116.376 | china
guoneng shenhua jiujiang power generation co ltd | 1052 | ultra-supercritical | construction | 2024 | N/A | N/A | 29.8266 | 116.376 | china
guoneng shenhua jiujiang power generation co ltd | 1052 | ultra-supercritical | operating | 2018 | N/A | N/A | 29.8266 | 116.376 | china
guoneng shenhua jiujiang power generation co ltd | 1052 | ultra-supercritical | operating | 2018 | N/A | N/A | 29.8266 | 116.376 | china
guoneng qingyuan power generation co ltd | 1000 | ultra-supercritical | construction | N/A | N/A | N/A | 24.417 | 113.5409 | china
guoneng qingyuan power generation co ltd | 1000 | ultra-supercritical | construction | N/A | N/A | N/A | 24.417 | 113.5409 | china
guoneng qingyuan power generation co ltd | 1000 | ultra-supercritical | operating | 2023 | N/A | N/A | 24.417 | 113.5409 | china
guoneng qingyuan power generation co ltd | 1000 | ultra-supercritical | operating | 2023 | N/A | N/A | 24.417 | 113.5409 | china
shenhua beidian shengli energy co ltd | 660 | ultra-supercritical | operating | 2021 | N/A | N/A | 43.9965 | 116.1518 | china
shenhua beidian shengli energy co ltd | 660 | ultra-supercritical | operating | 2021 | N/A | N/A | 43.9965 | 116.1518 | china
state energy group shanxi shentou no.2 power plant co ltd | 500 | subcritical | operating | 1992 | N/A | N/A | 39.3648 | 112.5333 | china
state energy group shanxi shentou no.2 power plant co ltd | 500 | subcritical | operating | 1993 | N/A | N/A | 39.3648 | 112.5333 | china
guoneng zhuneng group co ltd | 1000 | ultra-supercritical | cancelled | N/A | N/A | N/A | 39.8667 | 111.2333 | china
guoneng zhuneng group co ltd | 1000 | ultra-supercritical | cancelled | N/A | N/A | N/A | 39.8667 | 111.2333 | china
guoneng yili energy co ltd | 200 | subcritical | operating | 2007 | N/A | N/A | 40.3606 | 109.9731 | china
guoneng yili energy co ltd | 200 | subcritical | operating | 2007 | N/A | N/A | 40.3606 | 109.9731 | china
guoneng yili energy co ltd | 200 | subcritical | operating | 2008 | N/A | N/A | 40.3606 | 109.9731 | china
guoneng yili energy co ltd | 200 | subcritical | operating | 2008 | N/A | N/A | 40.3606 | 109.9731 | china
huadian yili coal power co ltd | 350 | supercritical | operating | 2020 | N/A | N/A | 43.86 | 81.2995 | china
huadian yili coal power co ltd | 350 | supercritical | operating | 2020 | N/A | N/A | 43.86 | 81.2995 | china
national energy group yongzhou power generation co ltd | 1000 | ultra-supercritical | announced | N/A | N/A | N/A | 26.5667 | 111.4927 | china
national energy group yongzhou power generation co ltd | 1000 | ultra-supercritical | announced | N/A | N/A | N/A | 26.5667 | 111.4927 | china
national energy group yongzhou power generation co ltd | 1050 | ultra-supercritical | operating | 2021 | N/A | N/A | 26.5667 | 111.4927 | china
national energy group yongzhou power generation co ltd | 1050 | ultra-supercritical | operating | 2021 | N/A | N/A | 26.5667 | 111.4927 | china
shenhua shendong power xinjiang zhundong wucaiwan power generation co ltd | 660 | ultra-supercritical | operating | 2020 | N/A | N/A | 44.7955 | 89.1498 | china
shenhua shendong power xinjiang zhundong wucaiwan power generation co ltd | 660 | ultra-supercritical | operating | 2020 | N/A | N/A | 44.7955 | 89.1498 | china
shenhua shendong power xinjiang zhundong wucaiwan power generation co ltd | 350 | supercritical | operating | 2012 | N/A | N/A | 44.7955 | 89.1498 | china
shenhua shendong power xinjiang zhundong wucaiwan power generation co ltd | 350 | supercritical | operating | 2012 | N/A | N/A | 44.7955 | 89.1498 | china
shenhua group zhungeer energy sources co ltd | 330 | subcritical | operating | 2011 | N/A | N/A | 39.8277 | 111.2679 | china
shenhua group zhungeer energy sources co ltd | 330 | subcritical | operating | 2011 | N/A | N/A | 39.8277 | 111.2679 | china
shenhua group zhungeer energy sources co ltd | 150 | subcritical | operating | 2005 | N/A | N/A | 39.8277 | 111.2679 | china
shenhua group zhungeer energy sources co ltd | 150 | subcritical | operating | 2006 | N/A | N/A | 39.8277 | 111.2679 | china
xinjiang shenhuo coal & power co ltd | 350 | supercritical | operating | 2014 | N/A | N/A | 44.8899 | 89.0499 | china
xinjiang shenhuo coal & power co ltd | 350 | supercritical | operating | 2014 | N/A | N/A | 44.8899 | 89.0499 | china
xinjiang shenhuo coal & power co ltd | 350 | supercritical | operating | 2014 | N/A | N/A | 44.8899 | 89.0499 | china
xinjiang shenhuo coal & power co ltd | 350 | supercritical | operating | 2014 | N/A | N/A | 44.8899 | 89.0499 | china
shenmu derun power generation co ltd | 30 | unknown | retired | N/A | 2017 | N/A | 39.1308 | 110.3417 | china
shenmu derun power generation co ltd | 30 | unknown | retired | N/A | 2017 | N/A | 39.1308 | 110.3417 | china
shanxi yahua coal power group jinjie thermal power co ltd | 50 | unknown | operating | 2006 | N/A | N/A | 38.7311 | 110.1564 | china
shanxi yahua coal power group jinjie thermal power co ltd | 50 | unknown | operating | 2006 | N/A | N/A | 38.7311 | 110.1564 | china
clp guohua shenmu power co ltd | 110 | subcritical | retired | 2000 | 2018 | N/A | 38.9655 | 110.4581 | china
clp guohua shenmu power co ltd | 110 | subcritical | retired | 2000 | 2018 | N/A | 38.9655 | 110.4581 | china
clp guohua shenmu power co ltd | 135 | subcritical | operating | N/A | N/A | N/A | 38.9655 | 110.4581 | china
clp guohua shenmu power co ltd | 135 | subcritical | operating | N/A | N/A | N/A | 38.9655 | 110.4581 | china
shenhua shendong power co ltd dianta power plant | 660 | supercritical | operating | 2015 | N/A | N/A | 38.9655 | 110.4581 | china
shenhua shendong power co ltd dianta power plant | 660 | supercritical | operating | 2015 | N/A | N/A | 38.9655 | 110.4581 | china
shenhua shendong power co ltd dianta power plant | 660 | ultra-supercritical | pre-permit | N/A | N/A | N/A | 38.9655 | 110.4581 | china
shenhua shendong power co ltd dianta power plant | 660 | ultra-supercritical | pre-permit | N/A | N/A | N/A | 38.9655 | 110.4581 | china
shenmu shenxin thermal power co ltd | 660 | ultra-supercritical | operating | 2024 | N/A | N/A | 38.6888 | 110.24 | china
shenmu shenxin thermal power co ltd | 660 | ultra-supercritical | operating | 2024 | N/A | N/A | 38.6888 | 110.24 | china
shenmu zhukuota resources comprehensive utilization power generation co ltd | 30 | unknown | operating | 2007 | N/A | N/A | 39.1794 | 110.3097 | china
shenmu zhukuota resources comprehensive utilization power generation co ltd | 30 | unknown | operating | 2007 | N/A | N/A | 39.1794 | 110.3097 | china
guodian korla power generation co ltd | 350 | supercritical | operating | 2017 | N/A | N/A | 41.6642 | 86.2632 | china
guodian korla power generation co ltd | 350 | supercritical | operating | 2017 | N/A | N/A | 41.6642 | 86.2632 | china
shanxi shentou electric power co ltd | 1000 | ultra-supercritical | operating | 2022 | N/A | N/A | 39.551 | 112.4887 | china
shanxi shentou electric power co ltd | 1000 | ultra-supercritical | operating | 2022 | N/A | N/A | 39.551 | 112.4887 | china
shanxi shentou electric power co ltd | 660 | supercritical | operating | 2013 | N/A | N/A | 39.551 | 112.4887 | china
shanxi shentou electric power co ltd | 660 | supercritical | operating | 2013 | N/A | N/A | 39.551 | 112.4887 | china
clp shentou power generation co ltd | 200 | subcritical | retired | 1985 | 2014 | N/A | 39.3673 | 112.5574 | china
clp shentou power generation co ltd | 200 | subcritical | retired | 1985 | 2014 | N/A | 39.3673 | 112.5574 | china
clp shentou power generation co ltd | 200 | subcritical | retired | 1986 | 2014 | N/A | 39.3673 | 112.5574 | china
clp shentou power generation co ltd | 200 | subcritical | retired | 1987 | 2014 | N/A | 39.3673 | 112.5574 | china
clp shentou power generation co ltd | 200 | subcritical | retired | 1979 | 2014 | N/A | 39.3673 | 112.5574 | china
clp shentou power generation co ltd | 200 | subcritical | retired | 1981 | 2014 | N/A | 39.3673 | 112.5574 | china
clp shentou power generation co ltd | 50 | subcritical | retired | 1977 | 2014 | N/A | 39.3673 | 112.5574 | china
clp shentou power generation co ltd | 50 | subcritical | retired | 1977 | 2014 | N/A | 39.3673 | 112.5574 | china
shenwu technology group corp | 660 | ultra-supercritical | cancelled | N/A | N/A | N/A | 27.5995 | 113.7511 | china
shenwu technology group corp | 660 | ultra-supercritical | cancelled | N/A | N/A | N/A | 27.5995 | 113.7511 | china
national energy group liaoning electric power co ltd shenxi thermal power plant | 350 | subcritical | permitted | 2026 | N/A | N/A | 41.7256 | 123.1886 | china
national energy group liaoning electric power co ltd shenxi thermal power plant | 350 | subcritical | permitted | 2026 | N/A | N/A | 41.7256 | 123.1886 | china
national energy group liaoning electric power co ltd shenxi thermal power plant | 330 | subcritical | operating | 2012 | N/A | N/A | 41.7256 | 123.1886 | china
national energy group liaoning electric power co ltd shenxi thermal power plant | 330 | subcritical | operating | 2012 | N/A | N/A | 41.7256 | 123.1886 | china
dongdian shenyang thermoelectricity co ltd | 50 | subcritical | operating | 2003 | N/A | N/A | 41.8163 | 123.3511 | china
china resources power (liaoning) co ltd | 350 | supercritical | shelved | N/A | N/A | N/A | 41.5511 | 123.5755 | china
china resources power (liaoning) co ltd | 350 | supercritical | shelved | N/A | N/A | N/A | 41.5511 | 123.5755 | china
liaoning puhe thermal power co ltd | 350 | subcritical | cancelled | N/A | N/A | N/A | 41.952 | 123.598 | china
liaoning puhe thermal power co ltd | 350 | subcritical | cancelled | N/A | N/A | N/A | 41.952 | 123.598 | china
shenyang huitian redian co ltd | 350 | unknown | permitted | 2027 | N/A | N/A | 41.8956 | 123.1924 | china
shenyang huitian redian co ltd | 350 | unknown | permitted | 2027 | N/A | N/A | 41.8956 | 123.1924 | china
thermal power branch of shandong shifeng (group) co ltd | 50 | unknown | operating | 2005 | N/A | N/A | 36.85 | 116.2667 | china
shandong zhonghua power generation co ltd shiheng power plant | 315 | subcritical | operating | 1987 | N/A | N/A | 36.2123 | 116.5136 | china
shandong zhonghua power generation co ltd shiheng power plant | 315 | subcritical | operating | 1988 | N/A | N/A | 36.2123 | 116.5136 | china
shandong zhonghua power generation co ltd shiheng power plant | 315 | subcritical | operating | 1997 | N/A | N/A | 36.2123 | 116.5136 | china
shandong zhonghua power generation co ltd shiheng power plant | 315 | subcritical | operating | 1997 | N/A | N/A | 36.2123 | 116.5136 | china
state energy group shandong shiheng thermal power co ltd | 330 | subcritical | operating | 2008 | N/A | N/A | 36.2123 | 116.5136 | china
state energy group shandong shiheng thermal power co ltd | 330 | subcritical | operating | 2008 | N/A | N/A | 36.2123 | 116.5136 | china
tianhe thermal power branch of xinjiang tianfu energy co ltd | 330 | subcritical | operating | 2012 | N/A | N/A | 44.4414 | 86.0997 | china
tianhe thermal power branch of xinjiang tianfu energy co ltd | 330 | subcritical | operating | 2012 | N/A | N/A | 44.4414 | 86.0997 | china
hebei huadian shijiazhuang thermal power co ltd | 125 | subcritical | retired | 2005 | 2014 | N/A | 38.0646 | 114.5279 | china
hebei huadian shijiazhuang thermal power co ltd | 200 | subcritical | mothballed | 2003 | N/A | N/A | 38.0646 | 114.5279 | china
hebei huadian shijiazhuang thermal power co ltd | 200 | subcritical | mothballed | 2003 | N/A | N/A | 38.0646 | 114.5279 | china
xinhua thermal power branch of state power investment group dongfang new energy co ltd | 50 | subcritical | retired | 2003 | 2017 | N/A | 38.0943 | 114.4851 | china
xinhua thermal power branch of state power investment group dongfang new energy co ltd | 50 | subcritical | retired | 2003 | 2017 | N/A | 38.0943 | 114.4851 | china
state power investment group hebei electric power co ltd | 350 | ultra-supercritical | permitted | N/A | N/A | N/A | 38.005 | 114.693 | china
state power investment group hebei electric power co ltd | 350 | unknown | announced | N/A | N/A | N/A | 38.005 | 114.693 | china
state power investment group hebei electric power co ltd | 330 | subcritical | operating | 2011 | N/A | N/A | 38.005 | 114.693 | china
state power investment group hebei electric power co ltd | 330 | subcritical | operating | 2011 | N/A | N/A | 38.005 | 114.693 | china
hebei huadian shijiazhuang luhua thermal power co ltd | 350 | supercritical | cancelled | N/A | N/A | N/A | 38.0516 | 114.3177 | china
hebei huadian shijiazhuang luhua thermal power co ltd | 350 | supercritical | cancelled | N/A | N/A | N/A | 38.0516 | 114.3177 | china
hebei huadian shijiazhuang luhua thermal power co ltd | 330 | subcritical | operating | 2011 | N/A | N/A | 38.0516 | 114.3177 | china
hebei huadian shijiazhuang luhua thermal power co ltd | 330 | subcritical | operating | 2011 | N/A | N/A | 38.0516 | 114.3177 | china
hebei huadian shijiazhuang yuhua thermoelectric co ltd | 350 | unknown | cancelled | N/A | N/A | N/A | 37.9514 | 114.5137 | china
hebei huadian shijiazhuang yuhua thermoelectric co ltd | 350 | unknown | cancelled | N/A | N/A | N/A | 37.9514 | 114.5137 | china
hebei huadian shijiazhuang yuhua thermoelectric co ltd | 300 | subcritical | operating | 2009 | N/A | N/A | 37.9514 | 114.5137 | china
hebei huadian shijiazhuang yuhua thermoelectric co ltd | 300 | subcritical | operating | 2009 | N/A | N/A | 37.9514 | 114.5137 | china
beijing jingneng electric power co ltd shijingshan thermal power plant | 200 | subcritical | retired | 1988 | 2015 | N/A | 39.9235 | 116.1384 | china
beijing jingneng electric power co ltd shijingshan thermal power plant | 200 | subcritical | retired | 1989 | 2015 | N/A | 39.9235 | 116.1384 | china
beijing jingneng electric power co ltd shijingshan thermal power plant | 200 | subcritical | retired | 1990 | 2015 | N/A | 39.9235 | 116.1384 | china
beijing jingneng electric power co ltd shijingshan thermal power plant | 200 | subcritical | retired | 1994 | 2015 | N/A | 39.9235 | 116.1384 | china
shilian chemical (jiangsu) co ltd | 50 | unknown | operating | 2008 | N/A | N/A | 33.3953 | 118.9966 | china
shilian chemical (jiangsu) co ltd | 50 | unknown | operating | 2008 | N/A | N/A | 33.3953 | 118.9966 | china
huadian international power co ltd shiliquan power plant | 140 | subcritical | retired | 1983 | 2024 | N/A | 34.8144 | 117.5731 | china
huadian international power co ltd shiliquan power plant | 125 | subcritical | retired | 1980 | 2008 | N/A | 34.8144 | 117.5731 | china
huadian international power co ltd shiliquan power plant | 125 | subcritical | retired | 1981 | 2008 | N/A | 34.8144 | 117.5731 | china
huadian international power co ltd shiliquan power plant | 125 | subcritical | retired | 1979 | 2008 | N/A | 34.8144 | 117.5731 | china
huadian international power co ltd shiliquan power plant | 125 | subcritical | retired | 1979 | 2008 | N/A | 34.8144 | 117.5731 | china
huadian international power co ltd shiliquan power plant | 300 | subcritical | operating | 1996 | N/A | N/A | 34.8144 | 117.5731 | china
huadian international power co ltd shiliquan power plant | 300 | subcritical | operating | 1997 | N/A | N/A | 34.8144 | 117.5731 | china
huadian international power co ltd shiliquan power plant | 660 | ultra-supercritical | operating | 2016 | N/A | N/A | 34.8144 | 117.5731 | china
huadian international power co ltd shiliquan power plant | 660 | ultra-supercritical | operating | 2017 | N/A | N/A | 34.8144 | 117.5731 | china
shaanxi coal power shimen co ltd | 660 | ultra-supercritical | construction | 2025 | N/A | N/A | 29.6253 | 111.3105 | china
shaanxi coal power shimen co ltd | 660 | ultra-supercritical | construction | 2026 | N/A | N/A | 29.6253 | 111.3105 | china
shaanxi coal power shimen co ltd | 660 | ultra-supercritical | shelved | N/A | N/A | N/A | 29.6253 | 111.3105 | china
shaanxi coal power shimen co ltd | 660 | ultra-supercritical | shelved | N/A | N/A | N/A | 29.6253 | 111.3105 | china
changan shimen power generation co ltd | 300 | subcritical | operating | 2005 | N/A | N/A | 29.5786 | 111.394 | china
changan shimen power generation co ltd | 300 | subcritical | operating | 2006 | N/A | N/A | 29.5786 | 111.394 | china
changan shimen power generation co ltd | 300 | subcritical | operating | 1996 | N/A | N/A | 29.5786 | 111.394 | china
changan shimen power generation co ltd | 300 | subcritical | operating | 1996 | N/A | N/A | 29.5786 | 111.394 | china
beijing to shiyan thermal power co ltd | 350 | supercritical | operating | 2018 | N/A | N/A | 32.6836 | 110.7379 | china
beijing to shiyan thermal power co ltd | 350 | supercritical | operating | 2019 | N/A | N/A | 32.6836 | 110.7379 | china
beijing to shiyan thermal power co ltd | 350 | supercritical | operating | 2024 | N/A | N/A | 32.6836 | 110.7379 | china
guoneng shizuishan no.1 power generation co ltd | 660 | ultra-supercritical | permitted | 2027 | N/A | N/A | 39.2892 | 106.7911 | china
guoneng shizuishan no.1 power generation co ltd | 660 | ultra-supercritical | permitted | 2027 | N/A | N/A | 39.2892 | 106.7911 | china
guoneng ningxia shizuishan power generation co ltd | 330 | subcritical | operating | 2002 | N/A | N/A | 39.2848 | 106.789 | china
guoneng ningxia shizuishan power generation co ltd | 330 | subcritical | operating | 2003 | N/A | N/A | 39.2848 | 106.789 | china
guoneng ningxia shizuishan power generation co ltd | 330 | subcritical | operating | 2003 | N/A | N/A | 39.2848 | 106.789 | china
guoneng ningxia shizuishan power generation co ltd | 330 | subcritical | operating | 2004 | N/A | N/A | 39.2848 | 106.789 | china
guoneng shizuishan no.1 power generation co ltd | 350 | subcritical | operating | 2006 | N/A | N/A | 39.2848 | 106.789 | china
guoneng shizuishan no.1 power generation co ltd | 350 | subcritical | operating | 2006 | N/A | N/A | 39.2848 | 106.789 | china
guoneng ningxia shizuishan power generation co ltd | 50 | subcritical | retired | 1991 | 2010 | N/A | 39.3018 | 106.7784 | china
guoneng ningxia shizuishan power generation co ltd | 50 | subcritical | retired | 1979 | 2009 | N/A | 39.3018 | 106.7784 | china
guoneng ningxia shizuishan power generation co ltd | 50 | subcritical | retired | 1980 | 2009 | N/A | 39.3018 | 106.7784 | china
guoneng ningxia shizuishan power generation co ltd | 50 | subcritical | retired | 1992 | 2010 | N/A | 39.3018 | 106.7784 | china
shouguang golden sun thermal power co ltd | 135 | unknown | operating | N/A | N/A | N/A | 37.0319 | 119.0385 | china
shouguang golden sun thermal power co ltd | 55 | unknown | retired | N/A | 2020 | N/A | 37.0319 | 119.0385 | china
shouguang golden sun thermal power co ltd | 55 | unknown | retired | N/A | 2020 | N/A | 37.0319 | 119.0385 | china
shouguang golden sun thermal power co ltd | 55 | unknown | retired | N/A | 2020 | N/A | 37.0319 | 119.0385 | china
shouguang golden sun thermal power co ltd | 55 | unknown | retired | N/A | 2020 | N/A | 37.0319 | 119.0385 | china
shouguang golden sun thermal power co ltd | 135 | unknown | operating | N/A | N/A | N/A | 37.0319 | 119.0385 | china
shandong shouguang juneng thermoelectricity development co ltd | 155 | unknown | operating | 2006 | N/A | N/A | 36.9427 | 118.7808 | china
shandong shouguang juneng thermoelectricity development co ltd | 155 | unknown | operating | 2007 | N/A | N/A | 36.9427 | 118.7808 | china
jijian investment shouyang thermal power co ltd | 350 | supercritical | operating | 2023 | N/A | N/A | 37.9843 | 113.224 | china
jijian investment shouyang thermal power co ltd | 350 | supercritical | operating | 2023 | N/A | N/A | 37.9843 | 113.224 | china
guoneng shuangliao power generation co ltd | 660 | ultra-supercritical | permitted | N/A | N/A | N/A | 43.5282 | 123.4633 | china
guoneng shuangliao power generation co ltd | 660 | supercritical | operating | 2014 | N/A | N/A | 43.5282 | 123.4633 | china
guoneng shuangliao power generation co ltd | 350 | subcritical | operating | 1994 | N/A | N/A | 43.5282 | 123.4633 | china
guoneng shuangliao power generation co ltd | 350 | subcritical | operating | 1995 | N/A | N/A | 43.5282 | 123.4633 | china
guoneng shuangliao power generation co ltd | 350 | subcritical | operating | 2000 | N/A | N/A | 43.5282 | 123.4633 | china
guoneng shuangliao power generation co ltd | 350 | subcritical | operating | 2000 | N/A | N/A | 43.5282 | 123.4633 | china
guoneng shuangyashan power generation co ltd | 600 | supercritical | operating | 2007 | N/A | N/A | 46.5629 | 131.6684 | china
guoneng shuangyashan power generation co ltd | 600 | supercritical | operating | 2008 | N/A | N/A | 46.5629 | 131.6684 | china
guoneng shuangyashan power generation co ltd | 210 | subcritical | retired | 1988 | 2019 | N/A | 46.5629 | 131.6684 | china
guoneng shuangyashan power generation co ltd | 200 | subcritical | retired | 1989 | 2018 | N/A | 46.5629 | 131.6684 | china
guoneng shuangyashan power generation co ltd | 210 | subcritical | retired | 1991 | 2012 | N/A | 46.5629 | 131.6684 | china
guoneng shuangyashan power generation co ltd | 210 | subcritical | retired | 1992 | 2012 | N/A | 46.5629 | 131.6684 | china
guizhou shuicheng energy investment power generation co ltd | 660 | ultra-supercritical | permitted | 2026 | N/A | N/A | 26.5417 | 105.0427 | china
guizhou shuicheng energy investment power generation co ltd | 660 | ultra-supercritical | permitted | 2025 | N/A | N/A | 26.5417 | 105.0427 | china
yudean group guizhou co ltd | 300 | supercritical | cancelled | N/A | N/A | N/A | 26.4214 | 105.0113 | china
yudean group guizhou co ltd | 300 | supercritical | cancelled | N/A | N/A | N/A | 26.4214 | 105.0113 | china
yudean group guizhou co ltd | 350 | supercritical | cancelled | N/A | N/A | N/A | 26.4214 | 105.0113 | china
yudean group guizhou co ltd | 350 | supercritical | cancelled | N/A | N/A | N/A | 26.4214 | 105.0113 | china
guizhou qianyuan power co ltd | 50 | subcritical | retired | 1974 | 2007 | N/A | 26.6785 | 104.8051 | china
guizhou qianyuan power co ltd | 65 | subcritical | retired | 1978 | 2007 | N/A | 26.6785 | 104.8051 | china
ningxia jingneng ningdong power generation co ltd | 600 | supercritical | operating | 2011 | N/A | N/A | 38.2144 | 106.5444 | china
ningxia jingneng ningdong power generation co ltd | 600 | supercritical | operating | 2011 | N/A | N/A | 38.2144 | 106.5444 | china
chongqing zhongfulan thermal power co ltd | 350 | supercritical | operating | 2019 | N/A | N/A | 29.2715 | 107.2708 | china
chongqing zhongfulan thermal power co ltd | 50 | supercritical | cancelled | N/A | N/A | N/A | 29.267 | 107.2667 | china
chongqing zhongfulan thermal power co ltd | 50 | supercritical | cancelled | N/A | N/A | N/A | 29.267 | 107.2667 | china
chongqing zhongfulan thermal power co ltd | 50 | supercritical | cancelled | N/A | N/A | N/A | 29.267 | 107.2667 | china
foshan shunde wusha thermoelectricity co ltd | 300 | subcritical | operating | 2008 | N/A | N/A | 22.8 | 113.3586 | china
foshan shunde wusha thermoelectricity co ltd | 300 | subcritical | operating | 2008 | N/A | N/A | 22.8 | 113.3586 | china
datong shuozhou thermal power group co ltd | 350 | supercritical | operating | 2019 | N/A | N/A | 39.2159 | 112.3887 | china
datong shuozhou thermal power group co ltd | 350 | supercritical | operating | 2020 | N/A | N/A | 39.2159 | 112.3887 | china
sichuan sichuan coal huarong energy co ltd panzhihua gangue power plant | 135 | subcritical | retired | 2007 | 2019 | N/A | 26.5957 | 101.6119 | china
sichuan sichuan coal huarong energy co ltd panzhihua gangue power plant | 135 | subcritical | retired | 2007 | 2019 | N/A | 26.5957 | 101.6119 | china
leshan haihong power generation co ltd | 135 | subcritical | retired | 2004 | 2019 | N/A | 29.4815 | 103.5875 | china
leshan haihong power generation co ltd | 135 | subcritical | retired | 2004 | 2019 | N/A | 29.4815 | 103.5875 | china
sinopec chongqing svw chemical co ltd | 50 | subcritical | operating | 2012 | N/A | N/A | 29.7898 | 107.0034 | china
sinopec chongqing svw chemical co ltd | 49 | subcritical | operating | 2020 | N/A | N/A | 29.7898 | 107.0034 | china
xinpu chemical industrial (taixing) co ltd | 60 | unknown | operating | 2006 | N/A | N/A | 32.1524 | 119.9209 | china
xinpu chemical industrial (taixing) co ltd | 50 | subcritical | operating | 2016 | N/A | N/A | 32.1524 | 119.9209 | china
xinpu chemical industrial (taixing) co ltd | 50 | subcritical | operating | 2016 | N/A | N/A | 32.1524 | 119.9209 | china
china electric power construction investment group co ltd | 2000 | unknown | cancelled | N/A | N/A | N/A | 39.98 | 98.906 | china
sinopec anqing co | 50 | subcritical | retired | 1977 | 2008 | N/A | 30.5138 | 117.0198 | china
sinopec anqing co | 50 | subcritical | operating | 1990 | N/A | N/A | 30.5138 | 117.0198 | china
sinopec anqing co | 50 | subcritical | operating | 1997 | N/A | N/A | 30.5138 | 117.0198 | china
sinopec anqing co | 50 | subcritical | operating | 2013 | N/A | N/A | 30.5138 | 117.0198 | china
anqing branch of sinopec asset management co ltd | 35 | unknown | operating | 2023 | N/A | N/A | 30.5138 | 117.0198 | china
anqing branch of sinopec asset management co ltd | 35 | unknown | operating | 2023 | N/A | N/A | 30.5138 | 117.0198 | china
china petrochemical corp luoyang branch | 55 | subcritical | operating | 2005 | N/A | N/A | 34.9188 | 112.5954 | china
china petrochemical corp luoyang branch | 55 | subcritical | operating | 2005 | N/A | N/A | 34.9188 | 112.5954 | china
china petrochemical corp luoyang branch | 60 | subcritical | operating | 1999 | N/A | N/A | 34.9188 | 112.5954 | china
sinopec yangzi petrochemical co ltd | 60 | subcritical | retired | 1986 | 2022 | N/A | 32.2526 | 118.794 | china
sinopec yangzi petrochemical co ltd | 60 | subcritical | retired | 1987 | 2022 | N/A | 32.2526 | 118.794 | china
sinopec yangzi petrochemical co ltd | 60 | subcritical | retired | 1987 | 2022 | N/A | 32.2526 | 118.794 | china
sinopec yangzi petrochemical co ltd | 60 | subcritical | retired | 1988 | 2022 | N/A | 32.2526 | 118.794 | china
sinopec yangzi petrochemical co ltd | 60 | subcritical | operating | 1988 | N/A | N/A | 32.2526 | 118.794 | china
sinopec yangzi petrochemical co ltd | 60 | subcritical | operating | 1988 | N/A | N/A | 32.2526 | 118.794 | china
sinopec yangzi petrochemical co ltd | 50 | subcritical | operating | 2021 | N/A | N/A | 32.2526 | 118.794 | china
sinopec yangzi petrochemical co ltd | 50 | subcritical | operating | 2022 | N/A | N/A | 32.2526 | 118.794 | china
sinopec yizheng chemical fibre limited liability co | 60 | subcritical | retired | 1984 | 2019 | N/A | 32.2757 | 119.1063 | china
sinopec yizheng chemical fibre limited liability co | 60 | subcritical | retired | 1984 | 2019 | N/A | 32.2757 | 119.1063 | china
sinopec yizheng chemical fibre limited liability co | 60 | subcritical | retired | 1987 | 2019 | N/A | 32.2757 | 119.1063 | china
sinopec yizheng chemical fibre limited liability co | 60 | subcritical | retired | 1988 | 2019 | N/A | 32.2757 | 119.1063 | china
jilin province new tianlong industry co ltd | 50 | unknown | shelved | 2023 | N/A | N/A | 43.489 | 124.313 | china
jilin province new tianlong industry co ltd | 50 | unknown | shelved | 2023 | N/A | N/A | 43.489 | 124.313 | china
jilin electric power co ltd siping no. 1 thermal power co | 350 | subcritical | operating | 2013 | N/A | N/A | 43.1538 | 124.4029 | china
jilin electric power co ltd siping no. 1 thermal power co | 350 | subcritical | announced | N/A | N/A | N/A | 43.1538 | 124.4029 | china
jilin electric power co ltd siping no. 1 thermal power co | 50 | subcritical | operating | 1996 | N/A | 2025 | 43.1545 | 124.4009 | china
jilin electric power co ltd siping no. 1 thermal power co | 50 | subcritical | operating | 1996 | N/A | 2025 | 43.1545 | 124.4009 | china
jilin electric power co ltd siping no. 1 thermal power co | 100 | subcritical | operating | 1999 | N/A | 2025 | 43.1545 | 124.4009 | china
songhuajiang no.1 thermal power branch of jilin electric power co ltd | 350 | subcritical | shelved | 2023 | N/A | N/A | 43.9085 | 126.5038 | china
songhuajiang no.1 thermal power branch of jilin electric power co ltd | 125 | subcritical | operating | 2003 | N/A | 2023 | 43.9085 | 126.5038 | china
songhuajiang no.1 thermal power branch of jilin electric power co ltd | 125 | subcritical | operating | 2003 | N/A | 2023 | 43.9085 | 126.5038 | china
songhuajiang no.1 thermal power branch of jilin electric power co ltd | 350 | subcritical | operating | 2012 | N/A | N/A | 43.9085 | 126.5038 | china
songhuajiang no.1 thermal power branch of jilin electric power co ltd | 50 | subcritical | operating | 2014 | N/A | N/A | 43.9085 | 126.5038 | china
songhuajiang no.1 thermal power branch of jilin electric power co ltd | 40 | subcritical | operating | 2014 | N/A | N/A | 43.9085 | 126.5038 | china
songhuajiang no.1 thermal power branch of jilin electric power co ltd | 40 | subcritical | operating | 2014 | N/A | N/A | 43.9085 | 126.5038 | china
datang suihua thermal power co ltd | 350 | supercritical | operating | 2017 | N/A | N/A | 46.6584 | 127.0351 | china
datang suihua thermal power co ltd | 350 | supercritical | operating | 2017 | N/A | N/A | 46.6584 | 127.0351 | china
state power investment corporation guizhou jinyuan suiyang industrial co ltd | 150 | unknown | operating | 2018 | N/A | N/A | 27.88 | 107.0304 | china
state power investment corporation guizhou jinyuan suiyang industrial co ltd | 150 | unknown | operating | 2019 | N/A | N/A | 27.88 | 107.0304 | china
state power investment corporation guizhou jinyuan suiyang industrial co ltd | 150 | unknown | cancelled | N/A | N/A | N/A | 27.88 | 107.0304 | china
guoneng (suizhong) power generation co ltd | 1000 | ultra-supercritical | operating | 2010 | N/A | N/A | 40.0796 | 120.0096 | china
guoneng (suizhong) power generation co ltd | 1000 | ultra-supercritical | operating | 2010 | N/A | N/A | 40.0796 | 120.0096 | china
guoneng (suizhong) power generation co ltd | 880 | supercritical | operating | 2000 | N/A | N/A | 40.0796 | 120.0096 | china
guoneng (suizhong) power generation co ltd | 880 | supercritical | operating | 2000 | N/A | N/A | 40.0796 | 120.0096 | china
hubei energy group co ltd | 1000 | ultra-supercritical | cancelled | N/A | N/A | N/A | 31.69 | 113.382 | china
hubei energy group co ltd | 1000 | ultra-supercritical | cancelled | N/A | N/A | N/A | 31.69 | 113.382 | china
hubei energy group co ltd | 1000 | ultra-supercritical | cancelled | N/A | N/A | N/A | 31.69 | 113.382 | china
hubei energy group co ltd | 1000 | ultra-supercritical | cancelled | N/A | N/A | N/A | 31.69 | 113.382 | china
shenyang jinshan energy co ltd jinshan thermal power branch | 220 | subcritical | operating | 2010 | N/A | N/A | 41.6814 | 123.3307 | china
shenyang jinshan energy co ltd jinshan thermal power branch | 220 | subcritical | operating | 2010 | N/A | N/A | 41.6814 | 123.3307 | china
guodian suqian thermoelectricity co ltd | 50 | CFB | permitted | N/A | N/A | N/A | 33.84 | 118.3687 | china
guodian suqian thermoelectricity co ltd | 660 | ultra-supercritical | operating | 2018 | N/A | N/A | 33.84 | 118.3687 | china
guodian suqian thermoelectricity co ltd | 660 | ultra-supercritical | operating | 2019 | N/A | N/A | 33.84 | 118.3687 | china
guodian suqian thermoelectricity co ltd | 135 | subcritical | retired | 2005 | 2019 | N/A | 33.84 | 118.3687 | china
guodian suqian thermoelectricity co ltd | 135 | subcritical | retired | 2005 | 2019 | N/A | 33.84 | 118.3687 | china
baise new aluminum power co ltd | 150 | unknown | operating | 2015 | N/A | N/A | 23.8194 | 106.8097 | china
baise new aluminum power co ltd | 150 | unknown | operating | 2016 | N/A | N/A | 23.8194 | 106.8097 | china
changchun chemical (jiangsu) co ltd | 50 | subcritical | operating | N/A | N/A | N/A | 31.7427 | 121.0218 | china
huaneng suzhou thermoelectricity co ltd | 60 | subcritical | retired | 2006 | 2014 | N/A | 31.3345 | 120.5433 | china
huaneng suzhou thermoelectricity co ltd | 60 | subcritical | retired | 2006 | 2014 | N/A | 31.3345 | 120.5433 | china
suzhou dongwu thermoelectricity co ltd | 50 | unknown | operating | 2004 | N/A | N/A | 31.2544 | 120.7634 | china
guodian suzhou thermal power co ltd | 135 | subcritical | retired | 1998 | 2012 | N/A | 33.6544 | 116.983 | china
guodian suzhou thermal power co ltd | 135 | subcritical | retired | 1999 | 2017 | N/A | 33.6544 | 116.983 | china
guoneng suzhou thermal power co ltd | 350 | supercritical | operating | 2012 | N/A | N/A | 33.6544 | 116.983 | china
guoneng suzhou thermal power co ltd | 350 | supercritical | operating | 2012 | N/A | N/A | 33.6544 | 116.983 | china
anhui huadian suzhou power generation co ltd | 1000 | ultra-supercritical | shelved | N/A | N/A | N/A | 33.8063 | 116.9819 | china
anhui huadian suzhou power generation co ltd | 1000 | ultra-supercritical | shelved | N/A | N/A | N/A | 33.8063 | 116.9819 | china
anhui huadian suzhou power generation co ltd | 630 | supercritical | operating | 2007 | N/A | N/A | 33.8063 | 116.9819 | china
anhui huadian suzhou power generation co ltd | 630 | supercritical | operating | 2007 | N/A | N/A | 33.8063 | 116.9819 | china
anhui qianyingzi power generation co ltd | 1000 | ultra-supercritical | construction | 2024 | N/A | N/A | 33.5108 | 116.9261 | china
anhui qianyingzi power generation co ltd | 350 | subcritical | operating | 2018 | N/A | N/A | 33.5108 | 116.9261 | china
anhui qianyingzi power generation co ltd | 350 | subcritical | operating | 2018 | N/A | N/A | 33.5108 | 116.9261 | china
suzhou susheng thermal power co ltd | 55 | unknown | operating | 2005 | N/A | N/A | 30.9022 | 120.672 | china
suzhou susheng thermal power co ltd | 55 | unknown | operating | 2005 | N/A | N/A | 30.9022 | 120.672 | china
cpi xinjiang energy chemical group co ltd | 660 | ultra-supercritical | permitted | 2026 | N/A | N/A | 46.7043 | 82.9418 | china
cpi xinjiang energy chemical group co ltd | 660 | ultra-supercritical | permitted | 2026 | N/A | N/A | 46.7043 | 82.9418 | china
shandong ruiheng zhongtai salt chemical co ltd | 50 | unknown | permitted | N/A | N/A | N/A | 36.0412 | 117.0253 | china
tai'an lubang dahe thermal power co ltd | 50 | subcritical | operating | 2003 | N/A | N/A | 36.1954 | 117.0537 | china
tai'an lubang dahe thermal power co ltd | 50 | subcritical | operating | 2003 | N/A | N/A | 36.1954 | 117.0537 | china
taian hehai thermal power co ltd | 50 | CFB | operating | 2022 | N/A | N/A | 36.1947 | 116.9617 | china
taian hehai thermal power co ltd | 50 | CFB | operating | 2022 | N/A | N/A | 36.1947 | 116.9617 | china
taicang harbour golden concord electric-power generation co ltd | 135 | subcritical | retired | 2003 | 2014 | N/A | 31.5877 | 121.2563 | china
taicang harbour golden concord electric-power generation co ltd | 135 | subcritical | retired | 2003 | 2014 | N/A | 31.5877 | 121.2563 | china
taicang harbour golden concord electric-power generation co ltd | 330 | subcritical | operating | 2004 | N/A | N/A | 31.5877 | 121.2563 | china
taicang harbour golden concord electric-power generation co ltd | 330 | subcritical | operating | 2004 | N/A | N/A | 31.5877 | 121.2563 | china
taicang harbour golden concord electric-power generation co ltd | 320 | subcritical | operating | 2004 | N/A | N/A | 31.5877 | 121.2563 | china
taicang harbour golden concord electric-power generation co ltd | 320 | subcritical | operating | 2005 | N/A | N/A | 31.5877 | 121.2563 | china
huaneng zuoquan coal&power co ltd | 660 | ultra-supercritical | cancelled | N/A | N/A | N/A | 37.1979 | 113.4475 | china
huaneng zuoquan coal&power co ltd | 660 | ultra-supercritical | cancelled | N/A | N/A | N/A | 37.1979 | 113.4475 | china
taishan gypsum co ltd | 50 | subcritical | operating | 2020 | N/A | N/A | 35.9978 | 117.0841 | china
chn energy yuedian taishan power generationg co ltd | 1000 | ultra-supercritical | shelved | N/A | N/A | N/A | 21.8667 | 112.9228 | china
chn energy yuedian taishan power generationg co ltd | 1000 | ultra-supercritical | shelved | N/A | N/A | N/A | 21.8667 | 112.9228 | china
chn energy yuedian taishan power generationg co ltd | 1000 | ultra-supercritical | operating | 2011 | N/A | N/A | 21.8667 | 112.9228 | china
chn energy yuedian taishan power generationg co ltd | 1000 | ultra-supercritical | operating | 2011 | N/A | N/A | 21.8667 | 112.9228 | china
chn energy yuedian taishan power generationg co ltd | 600 | subcritical | operating | 2003 | N/A | N/A | 21.8667 | 112.9228 | china
chn energy yuedian taishan power generationg co ltd | 630 | subcritical | operating | 2004 | N/A | N/A | 21.8667 | 112.9228 | china
chn energy yuedian taishan power generationg co ltd | 600 | subcritical | operating | 2006 | N/A | N/A | 21.8667 | 112.9228 | china
chn energy yuedian taishan power generationg co ltd | 600 | subcritical | operating | 2006 | N/A | N/A | 21.8667 | 112.9228 | china
chn energy yuedian taishan power generationg co ltd | 600 | subcritical | operating | 2006 | N/A | N/A | 21.8667 | 112.9228 | china
shandong sun paper co ltd | 150 | subcritical | operating | 2008 | N/A | N/A | 35.5345 | 116.7983 | china
shandong sun paper co ltd | 50 | subcritical | operating | 2010 | N/A | N/A | 35.5345 | 116.7983 | china
shandong sun paper co ltd | 50 | subcritical | operating | 2011 | N/A | N/A | 35.5345 | 116.7983 | china
shandong sun paper co ltd | 60 | subcritical | operating | 2016 | N/A | N/A | 35.5345 | 116.7983 | china
shandong sun paper co ltd | 40 | subcritical | retired | 2008 | 2021 | N/A | 35.5345 | 116.7983 | china
shandong sun paper co ltd | 50 | subcritical | retired | 2009 | 2021 | N/A | 35.5345 | 116.7983 | china
shandong sun paper co ltd | 50 | subcritical | operating | 2015 | N/A | N/A | 35.5345 | 116.7983 | china
shandong sun paper co ltd | 350 | supercritical | cancelled | N/A | N/A | N/A | 35.5345 | 116.7983 | china
taiyuan jinyang power generation co ltd | 50 | subcritical | retired | 2001 | 2013 | N/A | 37.9194 | 112.5378 | china
shanxi taigang stainless steel co ltd | 300 | subcritical | operating | 2010 | N/A | N/A | 37.9194 | 112.5378 | china
shanxi taigang stainless steel co ltd | 300 | subcritical | operating | 2010 | N/A | N/A | 37.9194 | 112.5378 | china
guoneng taiyuan no.1 thermal power co ltd | 1000 | ultra-supercritical | pre-permit | N/A | N/A | N/A | 37.7224 | 112.1862 | china
guoneng taiyuan no.1 thermal power co ltd | 1000 | ultra-supercritical | pre-permit | N/A | N/A | N/A | 37.7224 | 112.1862 | china
guoneng taiyuan no.1 thermal power co ltd | 186 | subcritical | retired | 1954 | 2000 | N/A | 37.7807 | 112.4761 | china
guoneng taiyuan no.1 thermal power co ltd | 300 | subcritical | retired | 1991 | 2017 | N/A | 37.7807 | 112.4761 | china
guoneng taiyuan no.1 thermal power co ltd | 300 | subcritical | retired | 1992 | 2017 | N/A | 37.7807 | 112.4761 | china
guoneng taiyuan no.1 thermal power co ltd | 300 | subcritical | retired | 1998 | 2017 | N/A | 37.7807 | 112.4761 | china
guoneng taiyuan no.1 thermal power co ltd | 300 | subcritical | retired | 1999 | 2017 | N/A | 37.7807 | 112.4761 | china
datang taiyuan no.2 thermal power plant | 200 | subcritical | retired | 1994 | 2017 | N/A | 37.987 | 112.519 | china
datang taiyuan no.2 thermal power plant | 200 | subcritical | retired | 2003 | 2017 | N/A | 37.987 | 112.519 | china
datang taiyuan no.2 thermal power plant | 330 | subcritical | operating | 2014 | N/A | N/A | 37.987 | 112.519 | china
datang taiyuan no.2 thermal power plant | 330 | subcritical | operating | 2014 | N/A | N/A | 37.987 | 112.519 | china
datang taiyuan no.2 thermal power plant | 300 | subcritical | operating | 2006 | N/A | N/A | 37.987 | 112.519 | china
datang taiyuan no.2 thermal power plant | 300 | subcritical | operating | 2007 | N/A | N/A | 37.987 | 112.519 | china
datang taiyuan no.2 thermal power plant | 200 | subcritical | retired | 1994 | 2017 | N/A | 37.987 | 112.519 | china
state energy group taizhou power generation co ltd | 1000 | ultra-supercritical | operating | 2015 | N/A | N/A | 32.1872 | 119.9144 | china
state energy group taizhou power generation co ltd | 1000 | ultra-supercritical/CCS | operating | 2016 | N/A | N/A | 32.1872 | 119.9144 | china
state energy group taizhou power generation co ltd | 1000 | ultra-supercritical | operating | 2007 | N/A | N/A | 32.1872 | 119.9144 | china
state energy group taizhou power generation co ltd | 1000 | ultra-supercritical | operating | 2009 | N/A | N/A | 32.1872 | 119.9144 | china
state power investment corp ltd | 350 | unknown | cancelled | N/A | N/A | N/A | 41.1167 | 122.9833 | china
state power investment corp ltd | 350 | unknown | cancelled | N/A | N/A | N/A | 41.1167 | 122.9833 | china
hebei datang international tangshan beijiao thermal power co ltd | 350 | supercritical | cancelled | N/A | N/A | N/A | 39.7097 | 118.2177 | china
hebei datang international tangshan beijiao thermal power co ltd | 350 | supercritical | cancelled | N/A | N/A | N/A | 39.7097 | 118.2177 | china
hebei datang international tangshan beijiao thermal power co ltd | 350 | supercritical | operating | 2019 | N/A | N/A | 39.7097 | 118.2177 | china
hebei datang international tangshan beijiao thermal power co ltd | 350 | supercritical | operating | 2020 | N/A | N/A | 39.7097 | 118.2177 | china
tangshan new district thermal power plant | 50 | unknown | retired | 1985 | 2012 | N/A | 39.8423 | 118.1807 | china
tangshan new district thermal power plant | 55 | unknown | retired | 1991 | 2012 | N/A | 39.8423 | 118.1807 | china
datang international tangshan thermal power plant | 300 | subcritical | operating | 2005 | N/A | 2023 | 39.6476 | 118.1975 | china
datang international tangshan thermal power plant | 300 | subcritical | operating | 2005 | N/A | 2023 | 39.6476 | 118.1975 | china
datang international tangshan thermal power plant | 50 | subcritical | retired | 1985 | 2007 | N/A | 39.6476 | 118.1975 | china
datang international tangshan thermal power plant | 50 | subcritical | retired | 1988 | 2007 | N/A | 39.6476 | 118.1975 | china
datang international tangshan thermal power plant | 50 | subcritical | retired | 1991 | 2007 | N/A | 39.6476 | 118.1975 | china
datang international tangshan thermal power plant | 50 | subcritical | retired | 1993 | 2007 | N/A | 39.6476 | 118.1975 | china
datang international tangshan thermal power plant | 50 | subcritical | retired | 1996 | 2007 | N/A | 39.6476 | 118.1975 | china
tangshan sanyou chemical industries co ltd | 60 | subcritical | operating | 2008 | N/A | N/A | 39.2619 | 118.1893 | china
tangshan sanyou chemical industries co ltd | 60 | subcritical | operating | 2008 | N/A | N/A | 39.2619 | 118.1893 | china
tangshan sanyou chemical industries co ltd | 30 | subcritical | operating | 2012 | N/A | N/A | 39.2619 | 118.1893 | china
tangshan sanyou chemical industries co ltd | 30 | unknown | operating | N/A | N/A | N/A | 39.2619 | 118.1893 | china
hebei datang international wangtan power generation co ltd | 600 | subcritical | operating | 2005 | N/A | N/A | 39.1993 | 118.9739 | china
hebei datang international wangtan power generation co ltd | 600 | subcritical | operating | 2005 | N/A | N/A | 39.1993 | 118.9739 | china
tangshan china resources thermoelectricity co ltd | 350 | supercritical | operating | 2014 | N/A | N/A | 39.5947 | 118.0724 | china
tangshan china resources thermoelectricity co ltd | 350 | supercritical | operating | 2014 | N/A | N/A | 39.5947 | 118.0724 | china
tangshan china resources thermoelectricity co ltd | 50 | subcritical | retired | 1998 | 2014 | N/A | 39.6006 | 118.1191 | china
tangshan china resources thermoelectricity co ltd | 50 | subcritical | retired | 1998 | 2014 | N/A | 39.6006 | 118.1191 | china
tangshan china resources thermoelectricity co ltd | 200 | subcritical | retired | 2005 | 2015 | N/A | 39.6006 | 118.1191 | china
guizhou huadian tangzhai power generation co ltd | 600 | supercritical | operating | 2012 | N/A | N/A | 26.8301 | 106.2659 | china
guizhou huadian tangzhai power generation co ltd | 600 | supercritical | operating | 2013 | N/A | N/A | 26.8301 | 106.2659 | china
state grid henan electric power co | 50 | subcritical | retired | 2001 | 2018 | N/A | 37.7566 | 115.6715 | china
shanying thermal power (jilin) co ltd | 45 | unknown | shelved | N/A | N/A | N/A | 44.8344 | 125.9496 | china
shanying thermal power (jilin) co ltd | 45 | unknown | shelved | N/A | N/A | N/A | 44.8344 | 125.9496 | china
huaneng xinjiang energy development co ltd tashdian power plant | 125 | subcritical | retired | 2011 | 2019 | N/A | 41.8047 | 86.3391 | china
huaneng xinjiang energy development co ltd tashdian power plant | 125 | subcritical | retired | 2012 | 2019 | N/A | 41.8047 | 86.3391 | china
guangxi wuzhou jianhui thermal power co ltd | 80 | CFB | shelved | 2025 | N/A | N/A | 23.3567 | 110.9898 | china
guangxi wuzhou jianhui thermal power co ltd | 80 | CFB | shelved | 2025 | N/A | N/A | 23.3567 | 110.9898 | china
guangxi wuzhou jianhui thermal power co ltd | 80 | CFB | operating | 2024 | N/A | N/A | 23.3567 | 110.9898 | china
guangxi wuzhou jianhui thermal power co ltd | 50 | CFB | construction | 2025 | N/A | N/A | 23.3567 | 110.9898 | china
tengzhou fuyuan low calorific value fuel thermal power co ltd | 350 | supercritical | operating | 2022 | N/A | N/A | 34.9389 | 117.1087 | china
tengzhou fuyuan low calorific value fuel thermal power co ltd | 350 | supercritical | operating | 2022 | N/A | N/A | 34.9389 | 117.1087 | china
tengzhou fuyuan low calorific value fuel thermal power co ltd | 48 | unknown | retired | 2005 | 2022 | N/A | 34.9354 | 117.1019 | china
tengzhou fuyuan low calorific value fuel thermal power co ltd | 45 | unknown | operating | N/A | N/A | N/A | 34.9354 | 117.1019 | china
huadian tengzhou xinyuan thermoelectricity co ltd | 600 | supercritical | cancelled | N/A | N/A | N/A | 35.0681 | 117.1208 | china
huadian tengzhou xinyuan thermoelectricity co ltd | 600 | supercritical | cancelled | N/A | N/A | N/A | 35.0681 | 117.1208 | china
huadian tengzhou xinyuan thermoelectricity co ltd | 350 | subcritical | operating | 2006 | N/A | N/A | 35.0681 | 117.1208 | china
huadian tengzhou xinyuan thermoelectricity co ltd | 350 | subcritical | operating | 2006 | N/A | N/A | 35.0681 | 117.1208 | china
huadian tengzhou xinyuan thermoelectricity co ltd | 150 | subcritical | operating | 2003 | N/A | N/A | 35.0681 | 117.1208 | china
huadian tengzhou xinyuan thermoelectricity co ltd | 150 | subcritical | operating | 2003 | N/A | N/A | 35.0681 | 117.1208 | china
inner mongolia three gorges mengneng energy co ltd | 1000 | ultra-supercritical/CCS | permitted | N/A | N/A | N/A | 40.3074 | 110.1273 | china
inner mongolia three gorges mengneng energy co ltd | 1000 | ultra-supercritical/CCS | permitted | N/A | N/A | N/A | 40.3074 | 110.1273 | china
inner mongolia three gorges mengneng energy co ltd | 1000 | ultra-supercritical/CCS | permitted | N/A | N/A | N/A | 40.3074 | 110.1273 | china
inner mongolia three gorges mengneng energy co ltd | 1000 | ultra-supercritical/CCS | permitted | N/A | N/A | N/A | 40.3074 | 110.1273 | china
three gorges bazhou ruoqiang energy co ltd | 660 | ultra-supercritical | permitted | 2027 | N/A | N/A | 37.8765 | 88.1819 | china
three gorges bazhou ruoqiang energy co ltd | 660 | ultra-supercritical | permitted | 2027 | N/A | N/A | 37.8765 | 88.1819 | china
three gorges bazhou ruoqiang energy co ltd | 660 | ultra-supercritical | permitted | 2027 | N/A | N/A | 37.8765 | 88.1819 | china
three gorges bazhou ruoqiang energy co ltd | 660 | ultra-supercritical | permitted | 2027 | N/A | N/A | 37.8765 | 88.1819 | china
three gorges bazhou ruoqiang energy co ltd | 660 | ultra-supercritical | permitted | 2027 | N/A | N/A | 37.8765 | 88.1819 | china
three gorges bazhou ruoqiang energy co ltd | 660 | ultra-supercritical | permitted | 2027 | N/A | N/A | 37.8765 | 88.1819 | china
xinjiang tianchi energy co ltd | 350 | supercritical | operating | 2017 | N/A | N/A | 44.0044 | 87.172 | china
xinjiang tianchi energy co ltd | 350 | supercritical | operating | 2017 | N/A | N/A | 44.0044 | 87.172 | china
xinjiang tianchi energy co ltd | 660 | ultra-supercritical | construction | 2026 | N/A | N/A | 44.0044 | 87.172 | china
xinjiang tianchi energy co ltd | 660 | ultra-supercritical | operating | 2024 | N/A | N/A | 44.0044 | 87.172 | china
huadian xinjiang wucaiwan beiyi power generation co ltd | 660 | ultra-supercritical | operating | 2019 | N/A | N/A | 44.8524 | 89.1959 | china
huadian xinjiang wucaiwan beiyi power generation co ltd | 660 | ultra-supercritical | operating | 2019 | N/A | N/A | 44.8524 | 89.1959 | china
huadian xinjiang wucaiwan beiyi power generation co ltd | 660 | ultra-supercritical | operating | 2019 | N/A | N/A | 44.8524 | 89.1959 | china
huadian xinjiang wucaiwan beiyi power generation co ltd | 660 | ultra-supercritical | operating | 2019 | N/A | N/A | 44.8524 | 89.1959 | china
guangxi tiandong jinsheng chemical co ltd | 135 | subcritical | operating | 2011 | N/A | N/A | 23.649 | 107.1303 | china
guangxi tiandong jinsheng chemical co ltd | 135 | subcritical | operating | 2011 | N/A | N/A | 23.649 | 107.1303 | china
xinjiang tianfu energy co ltd east thermal power plant | 135 | unknown | retired | 2011 | 2018 | N/A | 44.3073 | 86.105 | china
xinjiang tianfu energy co ltd east thermal power plant | 135 | unknown | retired | 2011 | 2018 | N/A | 44.3073 | 86.105 | china
xinjiang tianfu energy co ltd east thermal power plant | 135 | unknown | retired | 2012 | 2018 | N/A | 44.3073 | 86.105 | china
tianhe thermal power branch of xinjiang tianfu energy co ltd | 660 | ultra-supercritical | operating | 2017 | N/A | N/A | 44.4408 | 86.094 | china
tianhe thermal power branch of xinjiang tianfu energy co ltd | 660 | ultra-supercritical | operating | 2017 | N/A | N/A | 44.4408 | 86.094 | china
shihezi tianfu rural power co ltd | 50 | unknown | operating | 2011 | N/A | N/A | 44.585 | 86.0737 | china
shihezi tianfu rural power co ltd | 50 | unknown | operating | 2011 | N/A | N/A | 44.585 | 86.0737 | china
shihezi tianfunan thermoelectricity co ltd | 330 | subcritical | operating | 2014 | N/A | N/A | 44.2587 | 86.108 | china
shihezi tianfunan thermoelectricity co ltd | 330 | subcritical | operating | 2014 | N/A | N/A | 44.2587 | 86.108 | china
shihezi tianfunan thermoelectricity co ltd | 125 | subcritical | retired | 2008 | 2018 | N/A | 44.2587 | 86.108 | china
shihezi tianfunan thermoelectricity co ltd | 125 | subcritical | retired | 2008 | 2018 | N/A | 44.2587 | 86.108 | china
thermal power plant of xinjiang tianfu energy co ltd | 135 | unknown | retired | 2013 | 2018 | N/A | 44.3044 | 86.0101 | china
thermal power plant of xinjiang tianfu energy co ltd | 135 | unknown | retired | 2013 | 2018 | N/A | 44.3044 | 86.0101 | china
thermal power plant of xinjiang tianfu energy co ltd | 135 | unknown | retired | 2013 | 2018 | N/A | 44.3044 | 86.0101 | china
thermal power plant of xinjiang tianfu energy co ltd | 50 | subcritical | retired | 2003 | 2016 | N/A | 44.3044 | 86.0101 | china
thermal power plant of xinjiang tianfu energy co ltd | 50 | subcritical | retired | 2004 | 2016 | N/A | 44.3044 | 86.0101 | china
tianjin sdic jinneng electric power co ltd | 1000 | ultra-supercritical | operating | 2018 | N/A | N/A | 39.2193 | 117.9299 | china
tianjin sdic jinneng electric power co ltd | 1000 | ultra-supercritical | operating | 2018 | N/A | N/A | 39.2193 | 117.9299 | china
tianjin sdic jinneng electric power co ltd | 1000 | ultra-supercritical | operating | 2009 | N/A | N/A | 39.2193 | 117.9299 | china
tianjin sdic jinneng electric power co ltd | 1000 | ultra-supercritical | operating | 2009 | N/A | N/A | 39.2193 | 117.9299 | china
tianjin guoneng jinneng binhai thermal power co ltd | 350 | supercritical | operating | 2014 | N/A | N/A | 39.0957 | 117.6441 | china
tianjin guoneng jinneng binhai thermal power co ltd | 350 | supercritical | operating | 2014 | N/A | N/A | 39.0957 | 117.6441 | china
guoneng (tianjin) dagang power plant co ltd | 328.5 | subcritical | operating | 1991 | N/A | 2027 | 38.7755 | 117.4933 | china
guoneng (tianjin) dagang power plant co ltd | 328.5 | subcritical | operating | 1992 | N/A | 2027 | 38.7755 | 117.4933 | china
guoneng (tianjin) dagang power plant co ltd | 328.5 | subcritical | operating | 2005 | N/A | 2027 | 38.7755 | 117.4933 | china
guoneng (tianjin) dagang power plant co ltd | 328.5 | subcritical | operating | 2005 | N/A | 2027 | 38.7755 | 117.4933 | china
guoneng (tianjin) dagang power plant co ltd | 660 | ultra-supercritical | permitted | 2025 | N/A | N/A | 38.7755 | 117.4933 | china
guoneng (tianjin) dagang power plant co ltd | 660 | ultra-supercritical | permitted | 2025 | N/A | N/A | 38.7755 | 117.4933 | china
tianjin development branch of huadian international power co ltd | 170 | supercritical | operating | 2021 | N/A | N/A | 38.7045 | 117.5982 | china
tianjin development branch of huadian international power co ltd | 170 | supercritical | operating | 2021 | N/A | N/A | 38.7045 | 117.5982 | china
tianjin development branch of huadian international power co ltd | 170 | supercritical | operating | 2023 | N/A | N/A | 38.7045 | 117.5982 | china
tianjin huadian nanjiang thermal power co ltd | 300 | supercritical | cancelled | N/A | N/A | N/A | 39.003 | 117.71 | china
tianjin huadian nanjiang thermal power co ltd | 300 | supercritical | cancelled | N/A | N/A | N/A | 39.003 | 117.71 | china
tianjin guodian jinneng thermal power co ltd | 350 | subcritical | cancelled | N/A | N/A | N/A | 39.217 | 117.3544 | china
tianjin guodian jinneng thermal power co ltd | 350 | subcritical | cancelled | N/A | N/A | N/A | 39.217 | 117.3544 | china
tianjin guodian jinneng thermal power co ltd | 330 | subcritical | operating | 2009 | N/A | N/A | 39.217 | 117.3544 | china
tianjin guodian jinneng thermal power co ltd | 330 | subcritical | operating | 2009 | N/A | N/A | 39.217 | 117.3544 | china
china petrochemical corp tianjin branch | 50 | subcritical | operating | N/A | N/A | N/A | 38.8195 | 117.4209 | china
china petrochemical corp tianjin branch | 50 | subcritical | operating | N/A | N/A | N/A | 38.8195 | 117.4209 | china
china petrochemical corp tianjin branch | 100 | subcritical | operating | 2010 | N/A | N/A | 38.8195 | 117.4209 | china
china petrochemical corp tianjin branch | 100 | subcritical | operating | 2010 | N/A | N/A | 38.8195 | 117.4209 | china
tianjin first thermal power plant | 100 | unknown | retired | 1995 | 2011 | N/A | 39.1153 | 117.2201 | china
tianjin first thermal power plant | 50 | unknown | retired | 1982 | 2011 | N/A | 39.1153 | 117.2201 | china
xinjiang tianlong mining co ltd | 200 | subcritical | operating | 2013 | N/A | N/A | 44.0998 | 88.3733 | china
xinjiang tianlong mining co ltd | 200 | subcritical | operating | 2013 | N/A | N/A | 44.0998 | 88.3733 | china
sichuan tianming power generation co ltd | 1000 | ultra-supercritical | pre-permit | N/A | N/A | N/A | 31.8696 | 104.9101 | china
sichuan tianming power generation co ltd | 1000 | ultra-supercritical | pre-permit | N/A | N/A | N/A | 31.8696 | 104.9101 | china
sichuan tianming power generation co ltd | 1000 | ultra-supercritical | operating | 2021 | N/A | N/A | 31.8696 | 104.9101 | china
sichuan tianming power generation co ltd | 1000 | ultra-supercritical | operating | 2021 | N/A | N/A | 31.8696 | 104.9101 | china
xinjiang tiandian qitai energy co ltd | 350 | supercritical | operating | 2016 | N/A | N/A | 44.0516 | 89.6509 | china
xinjiang tiandian qitai energy co ltd | 350 | supercritical | operating | 2016 | N/A | N/A | 44.0516 | 89.6509 | china
nantong tianshenggang power generation co ltd | 660 | ultra-supercritical | announced | N/A | N/A | N/A | 32.034 | 120.7525 | china
nantong tianshenggang power generation co ltd | 660 | ultra-supercritical | announced | N/A | N/A | N/A | 32.034 | 120.7525 | china
nantong tianshenggang power generation co ltd | 137.5 | subcritical | retired | 1994 | 2009 | N/A | 32.034 | 120.7525 | china
nantong tianshenggang power generation co ltd | 137.5 | subcritical | retired | 1996 | 2009 | N/A | 32.034 | 120.7525 | china
nantong tianshenggang power generation co ltd | 330 | subcritical | operating | 2005 | N/A | N/A | 32.034 | 120.7525 | china
nantong tianshenggang power generation co ltd | 330 | subcritical | operating | 2005 | N/A | N/A | 32.034 | 120.7525 | china
nantong tianshenggang power generation co ltd | 137.5 | subcritical | retired | 1978 | 2009 | N/A | 32.034 | 120.7525 | china
nantong tianshenggang power generation co ltd | 137.5 | subcritical | retired | 1979 | 2009 | N/A | 32.034 | 120.7525 | china
state power investment group upper yellow river hydropower development co ltd | 1000 | ultra-supercritical | cancelled | N/A | N/A | N/A | 34.7592 | 106.0764 | china
state power investment group upper yellow river hydropower development co ltd | 1000 | ultra-supercritical | cancelled | N/A | N/A | N/A | 34.7592 | 106.0764 | china
tianchen chemical co ltd | 135 | subcritical | retired | 2008 | 2018 | N/A | 44.3574 | 86.044 | china
tianwei chemical co ltd | 300 | subcritical | operating | 2010 | N/A | N/A | 44.3574 | 86.044 | china
tianwei chemical co ltd | 300 | subcritical | operating | 2011 | N/A | N/A | 44.3574 | 86.044 | china
tianwei chemical co ltd | 330 | subcritical | operating | 2014 | N/A | N/A | 44.3574 | 86.044 | china
tianwei chemical co ltd | 330 | subcritical | operating | 2014 | N/A | N/A | 44.3574 | 86.044 | china
tianhezi development zone tianye thermal power co ltd | 50 | subcritical | retired | N/A | 2015 | N/A | 44.3494 | 86.0368 | china
tianhezi development zone tianye thermal power co ltd | 50 | subcritical | retired | 2003 | 2015 | N/A | 44.3494 | 86.0368 | china
tianchen chemical co ltd | 135 | subcritical | retired | 2006 | 2018 | N/A | 44.3574 | 86.044 | china
tianchen chemical co ltd | 135 | subcritical | retired | 2007 | 2018 | N/A | 44.3574 | 86.044 | china
tianchen chemical co ltd | 135 | subcritical | retired | 2007 | 2018 | N/A | 44.3574 | 86.044 | china
ningxia tianyuan power generation co ltd | 350 | supercritical | operating | 2022 | N/A | N/A | 37.6238 | 105.7342 | china
ningxia tianyuan power generation co ltd | 350 | supercritical | operating | 2022 | N/A | N/A | 37.6238 | 105.7342 | china
shandong tianyuan thermoelectrcity co ltd | 50 | subcritical | retired | N/A | 2014 | N/A | 37.053 | 117.8764 | china
shandong tianyuan thermoelectrcity co ltd | 50 | subcritical | retired | N/A | 2014 | N/A | 37.053 | 117.8764 | china
shandong tianyuan thermoelectrcity co ltd | 50 | subcritical | retired | N/A | 2014 | N/A | 37.053 | 117.8764 | china
shandong tianyuan thermoelectrcity co ltd | 50 | subcritical | retired | N/A | 2014 | N/A | 37.053 | 117.8764 | china
shandong tianyuan thermoelectrcity co ltd | 300 | subcritical | operating | 2010 | N/A | N/A | 37.053 | 117.8764 | china
shandong tianyuan thermoelectrcity co ltd | 300 | subcritical | operating | 2011 | N/A | N/A | 37.053 | 117.8764 | china
shandong tianyuan thermoelectrcity co ltd | 50 | subcritical | operating | 2016 | N/A | N/A | 37.053 | 117.8764 | china
shandong tianyuan thermoelectrcity co ltd | 50 | subcritical | operating | 2016 | N/A | N/A | 37.053 | 117.8764 | china
guodian tacheng tiechanggou power generation co ltd | 50 | subcritical | retired | 2002 | 2014 | N/A | 46.1539 | 84.4331 | china
tieli yuxiang thermal power co ltd | 56 | unknown | operating | 2020 | N/A | N/A | 46.98 | 128.0651 | china
liaoning huadian tieling power generation co ltd | 300 | subcritical | operating | 1993 | N/A | N/A | 42.345 | 123.803 | china
liaoning huadian tieling power generation co ltd | 300 | subcritical | operating | 1993 | N/A | N/A | 42.345 | 123.803 | china
liaoning huadian tieling power generation co ltd | 300 | subcritical | operating | 1996 | N/A | N/A | 42.345 | 123.803 | china
liaoning huadian tieling power generation co ltd | 300 | subcritical | operating | 1997 | N/A | N/A | 42.345 | 123.803 | china
liaoning huadian tieling power generation co ltd | 600 | ultra-supercritical | operating | 2008 | N/A | N/A | 42.345 | 123.803 | china
liaoning huadian tieling power generation co ltd | 600 | ultra-supercritical | operating | 2008 | N/A | N/A | 42.345 | 123.803 | china
inner mongolia datang international tuoketuo power genration co ltd | 600 | subcritical | operating | 2005 | N/A | N/A | 40.1952 | 111.3589 | china
inner mongolia datang international tuoketuo power genration co ltd | 600 | subcritical | operating | 2005 | N/A | N/A | 40.1952 | 111.3589 | china
inner mongolia datang international tuoketuo power genration co ltd | 600 | subcritical | operating | 2004 | N/A | N/A | 40.1952 | 111.3589 | china
inner mongolia datang international tuoketuo power genration co ltd | 600 | subcritical | operating | 2004 | N/A | N/A | 40.1952 | 111.3589 | china
inner mongolia datang international tuoketuo power genration co ltd | 600 | subcritical | operating | 2003 | N/A | N/A | 40.1952 | 111.3589 | china
inner mongolia datang international tuoketuo power genration co ltd | 600 | subcritical | operating | 2003 | N/A | N/A | 40.1952 | 111.3589 | china
inner mongolia datang international tuoketuo power genration co ltd | 600 | subcritical | operating | 2006 | N/A | N/A | 40.1952 | 111.3589 | china
inner mongolia datang international tuoketuo power genration co ltd | 600 | subcritical | operating | 2006 | N/A | N/A | 40.1952 | 111.3589 | china
inner mongolia datang international tuoketuo power genration co ltd | 660 | ultra-supercritical | operating | 2017 | N/A | N/A | 40.1952 | 111.3589 | china
inner mongolia datang international tuoketuo power genration co ltd | 660 | ultra-supercritical | operating | 2017 | N/A | N/A | 40.1952 | 111.3589 | china
xinjiang shengxiong energy resource co ltd | 300 | subcritical | cancelled | N/A | N/A | N/A | 42.8246 | 87.915 | china
xinjiang shengxiong energy resource co ltd | 300 | subcritical | cancelled | N/A | N/A | N/A | 42.8246 | 87.915 | china
xinjiang shengxiong energy resource co ltd | 300 | subcritical | operating | 2012 | N/A | N/A | 42.8246 | 87.915 | china
xinjiang shengxiong energy resource co ltd | 300 | subcritical | operating | 2013 | N/A | N/A | 42.8246 | 87.915 | china
tongchuan xichuan mining industry co ltd | 1000 | ultra-supercritical | cancelled | N/A | N/A | N/A | 34.8498 | 108.8884 | china
tongchuan xichuan mining industry co ltd | 1000 | ultra-supercritical | cancelled | N/A | N/A | N/A | 34.8498 | 108.8884 | china
tongchuan xichuan mining industry co ltd | 600 | subcritical | operating | 2007 | N/A | N/A | 34.8498 | 108.8884 | china
tongchuan xichuan mining industry co ltd | 600 | subcritical | operating | 2007 | N/A | N/A | 34.8498 | 108.8884 | china
shanxi tongde aluminum industry co ltd | 600 | unknown | cancelled | N/A | N/A | N/A | 38.9845 | 111.0244 | china
shanxi tongde aluminum industry co ltd | 600 | unknown | cancelled | N/A | N/A | N/A | 38.9845 | 111.0244 | china
shanxi zhangzhe power tonhua generation co ltd | 660 | ultra-supercritical | permitted | N/A | N/A | N/A | 38.9151 | 112.4766 | china
shanxi zhangzhe power tonhua generation co ltd | 660 | ultra-supercritical | permitted | N/A | N/A | N/A | 38.9151 | 112.4766 | china
shanxi zhangzhe power tonhua generation co ltd | 660 | supercritical | operating | 2010 | N/A | N/A | 38.9151 | 112.4766 | china
shanxi zhangzhe power tonhua generation co ltd | 660 | supercritical | operating | 2010 | N/A | N/A | 38.9151 | 112.4766 | china
beijing energy group co ltd | 1200 | unknown | cancelled | N/A | N/A | N/A | 42.867 | 120.658 | china
tongliao power plant co ltd | 200 | subcritical | operating | 1985 | N/A | 2023 | 43.6714 | 122.1535 | china
tongliao power plant co ltd | 200 | subcritical | operating | 1985 | N/A | 2023 | 43.6714 | 122.1535 | china
tongliao power plant co ltd | 200 | subcritical | operating | 1989 | N/A | 2023 | 43.6714 | 122.1535 | china
tongliao power plant co ltd | 200 | subcritical | operating | 1990 | N/A | 2023 | 43.6714 | 122.1535 | china
tongliao power plant co ltd | 600 | subcritical | operating | 2006 | N/A | N/A | 43.6714 | 122.1535 | china
tongliao shengfa thermoelectricity co ltd | 135 | subcritical | operating | 2006 | N/A | N/A | 43.6714 | 122.1535 | china
tongliao shengfa thermoelectricity co ltd | 135 | subcritical | operating | 2007 | N/A | N/A | 43.6714 | 122.1535 | china
tongliao no.2 power generation co ltd | 350 | ultra-supercritical | construction | 2024 | N/A | N/A | 43.6714 | 122.1535 | china
tongliao no.2 power generation co ltd | 350 | ultra-supercritical | construction | 2024 | N/A | N/A | 43.6714 | 122.1535 | china
north united power corp | 1200 | unknown | cancelled | N/A | N/A | N/A | 44.556 | 120.911 | china
guodian tongling power generation co ltd | 1000 | ultra-supercritical | permitted | N/A | N/A | N/A | 31.0705 | 117.9632 | china
guodian tongling power generation co ltd | 1000 | ultra-supercritical | permitted | N/A | N/A | N/A | 31.0705 | 117.9632 | china
guodian tongling power generation co ltd | 600 | supercritical | operating | 2008 | N/A | N/A | 31.0704 | 117.9631 | china
guodian tongling power generation co ltd | 600 | supercritical | operating | 2008 | N/A | N/A | 31.0704 | 117.9631 | china
wanneng tongling power generation co ltd | 125 | subcritical | retired | 1989 | 2007 | N/A | 30.8818 | 117.7644 | china
wanneng tongling power generation co ltd | 125 | subcritical | retired | 1990 | 2007 | N/A | 30.8818 | 117.7644 | china
wanneng tongling power generation co ltd | 1000 | ultra-supercritical | operating | 2011 | N/A | N/A | 30.8818 | 117.7644 | china
wanneng tongling power generation co ltd | 1000 | ultra-supercritical | operating | 2017 | N/A | N/A | 30.8818 | 117.7644 | china
wanneng tongling power generation co ltd | 320 | subcritical | retired | 1999 | 2018 | N/A | 30.8818 | 117.7644 | china
wanneng tongling power generation co ltd | 320 | subcritical | operating | 2006 | N/A | N/A | 30.8818 | 117.7644 | china
jinneng holding shanxi electric power co ltd | 1000 | ultra-supercritical | construction | 2026 | N/A | N/A | 39.9804 | 113.183 | china
jinneng holding shanxi electric power co ltd | 1000 | ultra-supercritical | construction | 2026 | N/A | N/A | 39.9804 | 113.183 | china
datong coal mining group tongdaredian co ltd | 330 | subcritical | operating | 2014 | N/A | N/A | 39.9804 | 113.183 | china
datong coal mining group tongdaredian co ltd | 330 | subcritical | operating | 2014 | N/A | N/A | 39.9804 | 113.183 | china
jinkong electric power datang thermal power shanxi co ltd | 50 | subcritical | operating | 2006 | N/A | N/A | 39.9804 | 113.183 | china
jinkong electric power datang thermal power shanxi co ltd | 50 | subcritical | operating | 2006 | N/A | N/A | 39.9804 | 113.183 | china
jinkong electric power datang thermal power shanxi co ltd | 50 | subcritical | operating | 2006 | N/A | N/A | 39.9804 | 113.183 | china
jinkong electric power datang thermal power shanxi co ltd | 50 | subcritical | operating | 2006 | N/A | N/A | 39.9804 | 113.183 | china
jinkong electric power datang thermal power shanxi co ltd | 660 | ultra-supercritical | cancelled | N/A | N/A | N/A | 39.9804 | 113.183 | china
jinneng holding shanxi electric power co ltd | 350 | supercritical | cancelled | N/A | N/A | N/A | 39.6382 | 113.5634 | china
jinneng holding shanxi electric power co ltd | 350 | supercritical | cancelled | N/A | N/A | N/A | 39.6382 | 113.5634 | china
shanxi zhang electricity datangta shan power co ltd | 1000 | ultra-supercritical | shelved | N/A | N/A | N/A | 39.925 | 113.0839 | china
shanxi zhang electricity datangta shan power co ltd | 1000 | ultra-supercritical | shelved | N/A | N/A | N/A | 39.925 | 113.0839 | china
sujin tashan power generation co ltd | 660 | supercritical | operating | 2016 | N/A | N/A | 39.925 | 113.0839 | china
sujin tashan power generation co ltd | 660 | supercritical | operating | 2016 | N/A | N/A | 39.925 | 113.0839 | china
shanxi zhang electricity datangta shan power co ltd | 600 | subcritical | operating | 2008 | N/A | N/A | 39.925 | 113.0839 | china
shanxi zhang electricity datangta shan power co ltd | 600 | subcritical | operating | 2008 | N/A | N/A | 39.925 | 113.0839 | china
guizhou huadian tongzi power generation co ltd | 600 | supercritical | operating | 2013 | N/A | N/A | 28.1291 | 106.8456 | china
guizhou huadian tongzi power generation co ltd | 600 | supercritical | operating | 2013 | N/A | N/A | 28.1291 | 106.8456 | china
shandong shengjian power generation co ltd | 66 | subcritical | retired | N/A | 2007 | N/A | 35.084 | 117.164 | china
shandong shengjian power generation co ltd | 66 | subcritical | retired | N/A | 2007 | N/A | 35.084 | 117.164 | china
shandong shengjian power generation co ltd | 55 | subcritical | retired | 1997 | 2010 | N/A | 35.084 | 117.164 | china
shandong shengjian power generation co ltd | 66 | subcritical | retired | 2002 | 2012 | N/A | 35.084 | 117.164 | china
tumet power generation branch of huadian inner mongolia energy co ltd | 660 | supercritical | operating | 2016 | N/A | N/A | 40.5842 | 110.6227 | china
tumet power generation branch of huadian inner mongolia energy co ltd | 660 | supercritical | operating | 2016 | N/A | N/A | 40.5842 | 110.6227 | china
state power investment corp ltd | 1000 | ultra-supercritical | cancelled | N/A | N/A | N/A | 40.5737 | 110.7947 | china
state power investment corp ltd | 1000 | ultra-supercritical | cancelled | N/A | N/A | N/A | 40.5737 | 110.7947 | china
xinjiang jintai electric power co ltd | 50 | subcritical | operating | 2011 | N/A | N/A | 39.8959 | 78.9679 | china
xinjiang jintai electric power co ltd | 50 | subcritical | operating | 2011 | N/A | N/A | 39.8959 | 78.9679 | china
xinjiang jintai electric power co ltd | 350 | supercritical | operating | 2017 | N/A | N/A | 39.8959 | 78.9679 | china
xinjiang jintai electric power co ltd | 350 | supercritical | operating | 2017 | N/A | N/A | 39.8959 | 78.9679 | china
state power investment corp ltd | 2000 | unknown | cancelled | N/A | N/A | N/A | 46.077 | 122.066 | china
the united laboratories (inner mongolia) co ltd | 300 | subcritical | operating | 2012 | N/A | N/A | 40.8137 | 107.5092 | china
the united laboratories (inner mongolia) co ltd | 300 | subcritical | operating | 2012 | N/A | N/A | 40.8137 | 107.5092 | china
upm china ltd | 50 | subcritical | operating | 1999 | N/A | N/A | 31.7535 | 121.0051 | china
upm china ltd | 50 | subcritical | operating | 1999 | N/A | N/A | 31.7535 | 121.0051 | china
cnpc urumqi petrochemical co ltd | 100 | subcritical | operating | 1997 | N/A | N/A | 43.9702 | 87.7219 | china
urumqi huanpeng co ltd | 30 | unknown | retired | 2009 | 2018 | N/A | 43.2728 | 87.1708 | china
urumqi huanpeng co ltd | 30 | unknown | retired | 2009 | 2018 | N/A | 43.2728 | 87.1708 | china
inner mongolia energy power generation investment group co ltd | 1000 | ultra-supercritical | cancelled | N/A | N/A | N/A | 38.2041 | 108.7678 | china
inner mongolia energy power generation investment group co ltd | 1000 | ultra-supercritical | cancelled | N/A | N/A | N/A | 38.2041 | 108.7678 | china
middling coal northwest (wushen banner) power generation co ltd | 660 | ultra-supercritical | construction | 2026 | N/A | N/A | 39.084 | 109.4881 | china
middling coal northwest (wushen banner) power generation co ltd | 660 | ultra-supercritical | construction | 2026 | N/A | N/A | 39.084 | 109.4881 | china
beijing jingneng power co ltd | 1000 | ultra-supercritical | cancelled | N/A | N/A | N/A | 38.7473 | 109.1014 | china
beijing jingneng power co ltd | 1000 | ultra-supercritical | cancelled | N/A | N/A | N/A | 38.7473 | 109.1014 | china
liaoning datang international wafangdian thermal power co ltd | 350 | supercritical | cancelled | N/A | N/A | N/A | 39.6271 | 121.9796 | china
liaoning datang international wafangdian thermal power co ltd | 350 | supercritical | cancelled | N/A | N/A | N/A | 39.6271 | 121.9796 | china
shanghai waigaoqiao no.3 power generation co ltd | 1000 | ultra-supercritical | operating | 2008 | N/A | N/A | 31.3536 | 121.6003 | china
shanghai waigaoqiao no.3 power generation co ltd | 1000 | ultra-supercritical | operating | 2008 | N/A | N/A | 31.3536 | 121.6003 | china
shanghai waigaoqiao no.2 power generation co ltd | 900 | supercritical | operating | 2004 | N/A | N/A | 31.3536 | 121.6003 | china
shanghai waigaoqiao no.2 power generation co ltd | 900 | supercritical | operating | 2004 | N/A | N/A | 31.3536 | 121.6003 | china
shanghai waigaoqiao power generation co ltd | 1000 | ultra-supercritical | pre-permit | N/A | N/A | N/A | 31.3536 | 121.6003 | china
shanghai waigaoqiao power generation co ltd | 1000 | ultra-supercritical | pre-permit | N/A | N/A | N/A | 31.3536 | 121.6003 | china
shanghai waigaoqiao power generation co ltd | 320 | subcritical | operating | 1995 | N/A | N/A | 31.3536 | 121.6003 | china
shanghai waigaoqiao power generation co ltd | 320 | subcritical | operating | 1995 | N/A | N/A | 31.3536 | 121.6003 | china
shanghai waigaoqiao power generation co ltd | 320 | subcritical | operating | 1996 | N/A | N/A | 31.3536 | 121.6003 | china
shanghai waigaoqiao power generation co ltd | 320 | subcritical | operating | 1997 | N/A | N/A | 31.3536 | 121.6003 | china
sujin baode coal power co ltd | 660 | ultra-supercritical | operating | 2020 | N/A | N/A | 38.8781 | 111.1206 | china
sujin baode coal power co ltd | 660 | ultra-supercritical | operating | 2021 | N/A | N/A | 38.8781 | 111.1206 | china
zhejiang zheneng electric power co ltd | 50 | subcritical | cancelled | N/A | N/A | N/A | 30.274 | 120.155 | china
zhejiang zheneng electric power co ltd | 50 | subcritical | cancelled | N/A | N/A | N/A | 30.274 | 120.155 | china
guotou panjiang power co ltd | 350 | unknown | cancelled | N/A | N/A | N/A | 26.6935 | 104.8031 | china
guotou panjiang power co ltd | 350 | unknown | cancelled | N/A | N/A | N/A | 26.6935 | 104.8031 | china
shanxi zhangdian guodian wangping power generation co ltd | 600 | supercritical | cancelled | N/A | N/A | N/A | 39.764 | 112.9243 | china
shanxi zhangdian guodian wangping power generation co ltd | 600 | supercritical | cancelled | N/A | N/A | N/A | 39.764 | 112.9243 | china
shanxi zhangdian guodian wangping power generation co ltd | 220 | subcritical | operating | 2011 | N/A | N/A | 39.764 | 112.9243 | china
shanxi zhangdian guodian wangping power generation co ltd | 220 | subcritical | operating | 2011 | N/A | N/A | 39.764 | 112.9243 | china
shanxi lujinwangqu power generation co ltd | 600 | supercritical | operating | 2006 | N/A | N/A | 36.3478 | 113.1915 | china
shanxi lujinwangqu power generation co ltd | 600 | supercritical | operating | 2006 | N/A | N/A | 36.3478 | 113.1915 | china
wangting power generation branch of shanghai huadian power development co ltd | 330 | subcritical | operating | 1996 | N/A | 2025 | 31.4444 | 120.437 | china
wangting power generation branch of shanghai huadian power development co ltd | 330 | subcritical | retired | 1989 | 2019 | N/A | 31.4444 | 120.437 | china
wangting power generation branch of shanghai huadian power development co ltd | 660 | ultra-supercritical | operating | 2009 | N/A | N/A | 31.4444 | 120.437 | china
wangting power generation branch of shanghai huadian power development co ltd | 660 | ultra-supercritical | operating | 2010 | N/A | N/A | 31.4444 | 120.437 | china
wangting power generation branch of shanghai huadian power development co ltd | 660 | ultra-supercritical | permitted | 2024 | N/A | N/A | 31.4444 | 120.437 | china
wangting power generation branch of shanghai huadian power development co ltd | 660 | ultra-supercritical | permitted | 2024 | N/A | N/A | 31.4444 | 120.437 | china
lushang freda pharmaceutical co ltd | 35 | unknown | retired | 2000 | 2020 | N/A | 36.4745 | 117.8435 | china
lushang freda pharmaceutical co ltd | 35 | unknown | retired | 2001 | 2020 | N/A | 36.4745 | 117.8435 | china
xinjiang lu'an gcl zhundong energy co ltd | 660 | ultra-supercritical | operating | 2023 | N/A | N/A | 44.7026 | 89.6784 | china
xinjiang lu'an gcl zhundong energy co ltd | 660 | ultra-supercritical | operating | 2023 | N/A | N/A | 44.7026 | 89.6784 | china
gaomi wanren thermal power co ltd | 30 | unknown | operating | N/A | N/A | N/A | 36.3489 | 119.7739 | china
guoneng hengtai chongqing power generation co ltd | 300 | subcritical | operating | 2006 | N/A | N/A | 28.8401 | 106.7757 | china
guoneng hengtai chongqing power generation co ltd | 300 | subcritical | operating | 2007 | N/A | N/A | 28.8401 | 106.7757 | china
guodian dazhou power generation co ltd | 300 | subcritical | operating | 2007 | N/A | N/A | 31.3248 | 107.4914 | china
guodian dazhou power generation co ltd | 300 | subcritical | operating | 2008 | N/A | N/A | 31.3248 | 107.4914 | china
weifang binheng thermal power co ltd | 30 | unknown | operating | 2021 | N/A | N/A | 36.9892 | 119.2279 | china
weifang binheng thermal power co ltd | 30 | unknown | operating | 2021 | N/A | N/A | 36.9892 | 119.2279 | china
weifang huawei thermal power co ltd | 35 | unknown | retired | N/A | 2019 | N/A | 36.7238 | 119.2021 | china
weifang huawei thermal power co ltd | 35 | unknown | retired | N/A | 2019 | N/A | 36.7238 | 119.2021 | china
weihai botong thermal power co ltd | 30 | unknown | retired | N/A | 2024 | N/A | 37.3992 | 122.1581 | china
weihai botong thermal power co ltd | 49 | unknown | operating | N/A | N/A | N/A | 37.3992 | 122.1581 | china
chucun thermal power branch of weihai thermal power group co ltd | 40 | unknown | operating | N/A | N/A | N/A | 37.3897 | 121.9254 | china
chucun thermal power branch of weihai thermal power group co ltd | 40 | unknown | operating | N/A | N/A | N/A | 37.3897 | 121.9254 | china
chucun thermal power branch of weihai thermal power group co ltd | 30 | unknown | operating | N/A | N/A | N/A | 37.3897 | 121.9254 | china
chucun thermal power branch of weihai thermal power group co ltd | 49 | unknown | operating | 2019 | N/A | N/A | 37.3897 | 121.9254 | china
weihai thermal power group co ltd urban thermal power branch | 40 | unknown | operating | N/A | N/A | N/A | 37.5125 | 122.0792 | china
weihai thermal power group co ltd urban thermal power branch | 40 | unknown | operating | N/A | N/A | N/A | 37.5125 | 122.0792 | china
weihai thermal power group co ltd urban thermal power branch | 40 | unknown | operating | 2002 | N/A | N/A | 37.5125 | 122.0792 | china
weihai thermal power group co ltd urban thermal power branch | 40 | unknown | operating | 2004 | N/A | N/A | 37.5125 | 122.0792 | china
weihai thermal power group co ltd urban thermal power branch | 40 | unknown | operating | 2007 | N/A | N/A | 37.5125 | 122.0792 | china
weihai thermal power group co ltd urban thermal power branch | 40 | unknown | operating | 2009 | N/A | N/A | 37.5125 | 122.0792 | china
weihai thermal power group co ltd urban thermal power branch | 49 | unknown | operating | N/A | N/A | N/A | 37.5125 | 122.0792 | china
huaneng weihai power generation co ltd | 680 | ultra-supercritical | operating | 2010 | N/A | N/A | 37.449 | 122.2072 | china
huaneng weihai power generation co ltd | 680 | ultra-supercritical | operating | 2010 | N/A | N/A | 37.449 | 122.2072 | china
huaneng weihai power generation co ltd | 320 | subcritical | operating | 1998 | N/A | N/A | 37.449 | 122.2072 | china
huaneng weihai power generation co ltd | 320 | subcritical | operating | 1998 | N/A | N/A | 37.449 | 122.2072 | china
huaneng weihai power generation co ltd | 125 | subcritical | retired | 1993 | 2009 | N/A | 37.449 | 122.2072 | china
huaneng weihai power generation co ltd | 125 | subcritical | retired | 1994 | 2009 | N/A | 37.449 | 122.2072 | china
weihai puyuan heating co ltd | 660 | ultra-supercritical | pre-permit | N/A | N/A | N/A | 37.2943 | 122.0784 | china
weihai puyuan heating co ltd | 660 | ultra-supercritical | pre-permit | N/A | N/A | N/A | 37.2943 | 122.0784 | china
weihai wendeng thermal power plant co ltd | 35 | unknown | operating | N/A | N/A | N/A | 37.1746 | 122.0766 | china
weihai wendeng thermal power plant co ltd | 49 | unknown | operating | N/A | N/A | N/A | 37.1746 | 122.0766 | china
weihai wendeng thermal power plant co ltd | 50 | CFB | pre-permit | N/A | N/A | N/A | 37.1746 | 122.0766 | china
shandong weihai xijiao thermoelectricity co ltd | 30 | unknown | operating | N/A | N/A | N/A | 37.1735 | 121.9985 | china
shandong weihai xijiao thermoelectricity co ltd | 30 | unknown | operating | N/A | N/A | N/A | 37.1735 | 121.9985 | china
hezhang electric power co ltd of guiyang energy group | 660 | ultra-supercritical | construction | 2025 | N/A | N/A | 27.2196 | 104.6486 | china
hezhang electric power co ltd of guiyang energy group | 660 | ultra-supercritical | construction | 2025 | N/A | N/A | 27.2196 | 104.6486 | china
shaanxi weihe electrical power co ltd | 300 | subcritical | operating | 1991 | N/A | N/A | 34.4279 | 108.9117 | china
shaanxi weihe electrical power co ltd | 300 | subcritical | operating | 1992 | N/A | N/A | 34.4279 | 108.9117 | china
shaanxi weihe electrical power co ltd | 300 | subcritical | operating | 1995 | N/A | N/A | 34.4279 | 108.9117 | china
shaanxi weihe electrical power co ltd | 300 | subcritical | operating | 1996 | N/A | N/A | 34.4279 | 108.9117 | china
shandong weiye heat power co ltd | 50 | subcritical | cancelled | N/A | N/A | N/A | 37.7057 | 118.1612 | china
shandong weiye heat power co ltd | 50 | subcritical | cancelled | N/A | N/A | N/A | 37.7057 | 118.1612 | china
shandong weiye heat power co ltd | 50 | subcritical | cancelled | N/A | N/A | N/A | 37.7053 | 118.1563 | china
shandong weiye heat power co ltd | 50 | subcritical | cancelled | N/A | N/A | N/A | 37.7053 | 118.1563 | china
shaanxi weilai energy chemical co ltd | 50 | subcritical | operating | 2016 | N/A | N/A | 38.2334 | 109.4891 | china
shaanxi weilai energy chemical co ltd | 50 | subcritical | operating | 2016 | N/A | N/A | 38.2334 | 109.4891 | china
shaanxi weilai energy chemical co ltd | 50 | subcritical | operating | 2016 | N/A | N/A | 38.2334 | 109.4891 | china
state power investment group guizhou jinyuan weining energy co ltd | 660 | ultra-supercritical | pre-permit | N/A | N/A | N/A | 26.78 | 104.4429 | china
state power investment group guizhou jinyuan weining energy co ltd | 660 | ultra-supercritical | pre-permit | N/A | N/A | N/A | 26.78 | 104.4429 | china
shandong guoxu new energy co ltd | 330 | subcritical | operating | 2015 | N/A | N/A | 36.8979 | 117.7844 | china
shandong guoxu new energy co ltd | 330 | subcritical | operating | 2015 | N/A | N/A | 36.8979 | 117.7844 | china
shandong guoxu new energy co ltd | 330 | subcritical | operating | 2015 | N/A | N/A | 36.8979 | 117.7844 | china
shandong guoxu new energy co ltd | 330 | subcritical | operating | 2015 | N/A | N/A | 36.8979 | 117.7844 | china
shandong weiqiao aluminium & electricity co ltd | 330 | subcritical | retired | 2012 | 2020 | N/A | 36.8979 | 117.7844 | china
shandong weiqiao aluminium & electricity co ltd | 330 | subcritical | retired | 2012 | 2020 | N/A | 36.8979 | 117.7844 | china
shandong weiqiao aluminium & electricity co ltd | 330 | subcritical | retired | 2012 | 2020 | N/A | 36.8979 | 117.7844 | china
shandong weiqiao aluminium & electricity co ltd | 330 | subcritical | retired | 2012 | 2020 | N/A | 36.8979 | 117.7844 | china
binzhou lvdong thermal power co ltd | 330 | subcritical | operating | 2013 | N/A | N/A | 37.3449 | 117.8913 | china
binzhou lvdong thermal power co ltd | 330 | subcritical | operating | 2013 | N/A | N/A | 37.3449 | 117.8913 | china
binzhou lvdong thermal power co ltd | 330 | subcritical | operating | 2013 | N/A | N/A | 37.3449 | 117.8913 | china
binzhou lvdong thermal power co ltd | 330 | subcritical | operating | 2013 | N/A | N/A | 37.3449 | 117.8913 | china
binzhou green energy thermal power co ltd | 330 | subcritical | operating | 2016 | N/A | N/A | 37.3594 | 117.7771 | china
binzhou green energy thermal power co ltd | 330 | subcritical | operating | 2016 | N/A | N/A | 37.3594 | 117.7771 | china
binzhou green energy thermal power co ltd | 330 | subcritical | operating | 2016 | N/A | N/A | 37.3594 | 117.7771 | china
binzhou green energy thermal power co ltd | 330 | subcritical | operating | 2016 | N/A | N/A | 37.3594 | 117.7771 | china
binzhou green energy thermal power co ltd | 330 | subcritical | operating | 2015 | N/A | N/A | 37.3479 | 117.7816 | china
binzhou green energy thermal power co ltd | 330 | subcritical | operating | 2015 | N/A | N/A | 37.3479 | 117.7816 | china
binzhou green energy thermal power co ltd | 330 | subcritical | operating | 2014 | N/A | N/A | 37.3479 | 117.7816 | china
binzhou green energy thermal power co ltd | 330 | subcritical | operating | 2014 | N/A | N/A | 37.3479 | 117.7816 | china
zouping hongli thermal power co ltd | 330 | subcritical | operating | 2013 | N/A | N/A | 37.0249 | 117.484 | china
zouping hongli thermal power co ltd | 330 | subcritical | operating | 2013 | N/A | N/A | 37.0249 | 117.484 | china
zouping hongli thermal power co ltd | 330 | subcritical | operating | 2013 | N/A | N/A | 37.0249 | 117.484 | china
zouping hongli thermal power co ltd | 330 | subcritical | operating | 2013 | N/A | N/A | 37.0249 | 117.484 | china
shandong weiqiao pioneering group co ltd | 30 | subcritical | retired | N/A | 2015 | N/A | 37.0243 | 117.4729 | china
shandong weiqiao pioneering group co ltd | 30 | subcritical | retired | N/A | 2016 | N/A | 37.0243 | 117.4729 | china
shandong weiqiao pioneering group co ltd | 30 | subcritical | retired | N/A | 2016 | N/A | 37.0243 | 117.4729 | china
shandong weiqiao pioneering group co ltd | 30 | subcritical | retired | N/A | 2016 | N/A | 37.0243 | 117.4729 | china
shandong weiqiao pioneering group co ltd | 30 | subcritical | retired | N/A | 2016 | N/A | 37.0243 | 117.4729 | china
shandong weiqiao pioneering group co ltd | 30 | subcritical | retired | N/A | 2016 | N/A | 37.0243 | 117.4729 | china
binzhou lvtong thermal power co ltd | 330 | subcritical | operating | 2015 | N/A | N/A | 37.5765 | 117.5993 | china
binzhou lvtong thermal power co ltd | 330 | subcritical | operating | 2015 | N/A | N/A | 37.5765 | 117.5993 | china
binzhou lvtong thermal power co ltd | 330 | subcritical | operating | 2015 | N/A | N/A | 37.5765 | 117.5993 | china
binzhou lvtong thermal power co ltd | 330 | subcritical | operating | 2015 | N/A | N/A | 37.5765 | 117.5993 | china
binzhou zhanhua huihong new material co ltd | 350 | subcritical | operating | 2019 | N/A | N/A | 38.0053 | 117.9758 | china
binzhou zhanhua huihong new material co ltd | 350 | subcritical | operating | 2016 | N/A | N/A | 38.0053 | 117.9758 | china
binzhou zhanhua huihong new material co ltd | 350 | subcritical | operating | 2015 | N/A | N/A | 38.0053 | 117.9758 | china
binzhou zhanhua huihong new material co ltd | 350 | subcritical | operating | 2015 | N/A | N/A | 38.0053 | 117.9758 | china
zouping binneng energy technology co ltd | 660 | ultra-supercritical | operating | 2016 | N/A | N/A | 36.9107 | 117.7854 | china
zouping binneng energy technology co ltd | 660 | ultra-supercritical | operating | 2017 | N/A | N/A | 36.9107 | 117.7854 | china
zouping binneng energy technology co ltd | 660 | ultra-supercritical | operating | 2017 | N/A | N/A | 36.9107 | 117.7854 | china
zouping binneng energy technology co ltd | 660 | ultra-supercritical | operating | 2017 | N/A | N/A | 36.9107 | 117.7854 | china
zouping binneng energy technology co ltd | 660 | ultra-supercritical | operating | 2017 | N/A | N/A | 36.9107 | 117.7854 | china
zouping binneng energy technology co ltd | 660 | ultra-supercritical | operating | 2017 | N/A | N/A | 36.9107 | 117.7854 | china
zouping binneng energy technology co ltd | 660 | ultra-supercritical | cancelled | N/A | N/A | N/A | 36.9107 | 117.7854 | china
zouping binneng energy technology co ltd | 660 | ultra-supercritical | construction | N/A | N/A | N/A | 36.9107 | 117.7854 | china
shandong weiqiao pioneering group co ltd | 30 | subcritical | retired | N/A | 2015 | N/A | 36.8931 | 117.7759 | china
shandong weiqiao pioneering group co ltd | 30 | subcritical | retired | N/A | 2015 | N/A | 36.8931 | 117.7759 | china
shandong weiqiao pioneering group co ltd | 30 | subcritical | retired | N/A | 2015 | N/A | 36.8931 | 117.7759 | china
shandong weiqiao pioneering group co ltd | 30 | subcritical | retired | N/A | 2015 | N/A | 36.8931 | 117.7759 | china
shandong weiqiao pioneering group co ltd | 30 | subcritical | retired | N/A | 2015 | N/A | 36.8931 | 117.7759 | china
shandong weiqiao pioneering group co ltd | 30 | subcritical | retired | N/A | 2015 | N/A | 36.8931 | 117.7759 | china
zouping hongxu thermal power co ltd | 150 | subcritical | retired | 2008 | 2020 | N/A | 36.9077 | 117.7741 | china
zouping hongxu thermal power co ltd | 150 | subcritical | retired | 2008 | 2020 | N/A | 36.9077 | 117.7741 | china
zouping hongxu thermal power co ltd | 150 | subcritical | retired | 2009 | 2020 | N/A | 36.9077 | 117.7741 | china
zouping hongxu thermal power co ltd | 150 | subcritical | retired | 2009 | 2020 | N/A | 36.9077 | 117.7741 | china
zouping hongxu thermal power co ltd | 150 | subcritical | retired | 2006 | 2020 | N/A | 36.9047 | 117.7739 | china
zouping hongxu thermal power co ltd | 150 | subcritical | retired | 2006 | 2020 | N/A | 36.9047 | 117.7739 | china
zouping hongxu thermal power co ltd | 150 | subcritical | retired | 2007 | 2020 | N/A | 36.9047 | 117.7739 | china
zouping hongxu thermal power co ltd | 150 | subcritical | retired | 2007 | 2020 | N/A | 36.9047 | 117.7739 | china
shandong weiqiao pioneering group co ltd | 60 | subcritical | retired | 2004 | 2016 | N/A | 36.9107 | 117.7854 | china
shandong weiqiao pioneering group co ltd | 60 | subcritical | retired | 2004 | 2016 | N/A | 36.9107 | 117.7854 | china
shandong weiqiao pioneering group co ltd | 60 | subcritical | retired | 2004 | 2016 | N/A | 36.9107 | 117.7854 | china
shandong weiqiao pioneering group co ltd | 60 | subcritical | retired | 2004 | 2016 | N/A | 36.9107 | 117.7854 | china
shandong weiqiao pioneering group co ltd | 60 | subcritical | retired | N/A | 2017 | N/A | 36.9107 | 117.7854 | china
shandong weiqiao pioneering group co ltd | 60 | subcritical | retired | N/A | 2017 | N/A | 36.9107 | 117.7854 | china
shandong weiqiao pioneering group co ltd | 60 | subcritical | retired | N/A | 2017 | N/A | 36.9107 | 117.7854 | china
shandong weiqiao pioneering group co ltd | 60 | subcritical | retired | N/A | 2017 | N/A | 36.9107 | 117.7854 | china
shandong weiqiao pioneering group co ltd | 60 | subcritical | retired | 2004 | 2016 | N/A | 36.9135 | 117.7748 | china
shandong weiqiao pioneering group co ltd | 60 | subcritical | retired | 2004 | 2016 | N/A | 36.9135 | 117.7748 | china
shandong weiqiao pioneering group co ltd | 60 | subcritical | retired | 2004 | 2016 | N/A | 36.9135 | 117.7748 | china
shandong weiqiao pioneering group co ltd | 60 | subcritical | retired | 2004 | 2016 | N/A | 36.9135 | 117.7748 | china
shandong weiqiao pioneering group co ltd | 60 | subcritical | retired | N/A | 2016 | N/A | 36.9135 | 117.7748 | china
shandong weiqiao pioneering group co ltd | 60 | subcritical | retired | N/A | 2016 | N/A | 36.9135 | 117.7748 | china
shandong weiqiao pioneering group co ltd | 60 | subcritical | retired | N/A | 2016 | N/A | 36.9135 | 117.7748 | china
shandong weiqiao pioneering group co ltd | 60 | subcritical | retired | N/A | 2016 | N/A | 36.9135 | 117.7748 | china
zouping huineng thermal power co ltd | 330 | subcritical | operating | 2014 | N/A | N/A | 36.8963 | 117.8605 | china
zouping huineng thermal power co ltd | 330 | subcritical | operating | 2014 | N/A | N/A | 36.8963 | 117.8605 | china
zouping huineng thermal power co ltd | 330 | subcritical | operating | 2014 | N/A | N/A | 36.8963 | 117.8605 | china
zouping huineng thermal power co ltd | 330 | subcritical | operating | 2014 | N/A | N/A | 36.8963 | 117.8605 | china
zouping huineng thermal power co ltd | 330 | subcritical | operating | 2012 | N/A | N/A | 36.8963 | 117.8605 | china
zouping huineng thermal power co ltd | 330 | subcritical | operating | 2012 | N/A | N/A | 36.8963 | 117.8605 | china
zouping huineng thermal power co ltd | 330 | subcritical | operating | 2013 | N/A | N/A | 36.8963 | 117.8605 | china
zouping huineng thermal power co ltd | 330 | subcritical | operating | 2013 | N/A | N/A | 36.8963 | 117.8605 | china
datang weishui hydropower plant | 55 | subcritical | retired | N/A | 2009 | N/A | 38.0396 | 114.1331 | china
datang weishui hydropower plant | 55 | subcritical | retired | N/A | 2009 | N/A | 38.0396 | 114.1331 | china
datang weishui hydropower plant | 660 | supercritical | cancelled | N/A | N/A | N/A | 38.0396 | 114.1331 | china
datang weishui hydropower plant | 660 | supercritical | cancelled | N/A | N/A | N/A | 38.0396 | 114.1331 | china
yunnan energy investment weixin energy co ltd | 600 | supercritical | operating | 2012 | N/A | N/A | 27.8904 | 104.8735 | china
yunnan energy investment weixin energy co ltd | 600 | supercritical | operating | 2012 | N/A | N/A | 27.8904 | 104.8735 | china
china kingho energy group ltd | 350 | unknown | cancelled | N/A | N/A | N/A | 37.3968 | 106.5691 | china
china kingho energy group ltd | 350 | unknown | cancelled | N/A | N/A | N/A | 37.3968 | 106.5691 | china
an hui wenergy co ltd | 660 | ultra-supercritical | cancelled | N/A | N/A | N/A | 32.4222 | 117.1713 | china
an hui wenergy co ltd | 660 | ultra-supercritical | cancelled | N/A | N/A | N/A | 32.4222 | 117.1713 | china
an hui wenergy co ltd | 1200 | unknown | cancelled | N/A | N/A | N/A | 31.7291 | 118.3223 | china
an hui wenergy co ltd | 1200 | unknown | cancelled | N/A | N/A | N/A | 31.7291 | 118.3223 | china
guiyang energy (group) co ltd | 350 | unknown | cancelled | N/A | N/A | N/A | 27.08 | 107.48 | china
guiyang energy (group) co ltd | 350 | unknown | cancelled | N/A | N/A | N/A | 27.08 | 107.48 | china
guizhou wengfu jiangshan chemical co ltd | 40 | CFB | permitted | 2027 | N/A | N/A | 27.1427 | 107.255 | china
guizhou wengfu jiangshan chemical co ltd | 40 | CFB | permitted | 2027 | N/A | N/A | 27.1427 | 107.255 | china
guizhou wengfu jiangshan chemical co ltd | 40 | CFB | permitted | 2025 | N/A | N/A | 27.1427 | 107.255 | china
xingyi shangcheng power generation co ltd | 350 | supercritical | cancelled | N/A | N/A | N/A | 25.2764 | 104.7732 | china
xingyi shangcheng power generation co ltd | 350 | supercritical | cancelled | N/A | N/A | N/A | 25.2764 | 104.7732 | china
xingyi shangcheng power generation co ltd | 30 | unknown | cancelled | N/A | N/A | N/A | 25.2764 | 104.7732 | china
wuhan steel and power co ltd | 220 | subcritical | operating | 1996 | N/A | N/A | 30.6412 | 114.468 | china
wuhan steel and power co ltd | 220 | subcritical | operating | 1997 | N/A | N/A | 30.6412 | 114.468 | china
wuhan steel and power co ltd | 350 | subcritical | cancelled | N/A | N/A | N/A | 30.6412 | 114.468 | china
wuhan steel and power co ltd | 350 | subcritical | cancelled | N/A | N/A | N/A | 30.6412 | 114.468 | china
huaibei mining (group) co ltd | 660 | ultra-supercritical | shelved | N/A | N/A | N/A | 33.5483 | 116.2054 | china
huaibei mining (group) co ltd | 660 | ultra-supercritical | shelved | N/A | N/A | N/A | 33.5483 | 116.2054 | china
datang wuan power generation co ltd | 300 | subcritical | operating | 2012 | N/A | N/A | 36.8189 | 114.1871 | china
datang wuan power generation co ltd | 300 | subcritical | operating | 2012 | N/A | N/A | 36.8189 | 114.1871 | china
xinjiang zhundong wucaiwan beier power plant co ltd | 660 | ultra-supercritical | operating | 2020 | N/A | N/A | 44.8389 | 89.1909 | china
xinjiang zhundong wucaiwan beier power plant co ltd | 660 | ultra-supercritical | operating | 2020 | N/A | N/A | 44.8389 | 89.1909 | china
xinjiang zhundong wucaiwan beier power plant co ltd | 660 | ultra-supercritical | operating | 2019 | N/A | N/A | 44.8389 | 89.1909 | china
xinjiang zhundong wucaiwan beier power plant co ltd | 660 | ultra-supercritical | operating | 2019 | N/A | N/A | 44.8389 | 89.1909 | china
wuchang tianbao heating power co ltd | 50 | subcritical | operating | 2018 | N/A | N/A | 44.9282 | 127.1443 | china
wudi zhongcheng heating co ltd | 50 | unknown | retired | N/A | 2023 | N/A | 38.0919 | 117.762 | china
wudi zhongcheng heating co ltd | 100 | unknown | operating | N/A | N/A | N/A | 38.0919 | 117.762 | china
wudi zhongcheng heating co ltd | 30 | unknown | retired | N/A | 2023 | N/A | 38.0996 | 117.7616 | china
wudi zhongcheng heating co ltd | 40 | unknown | retired | 2017 | 2019 | N/A | 38.0977 | 117.7648 | china
wudi zhongcheng heating co ltd | 60 | unknown | retired | 2017 | 2023 | N/A | 38.0977 | 117.7648 | china
wudi zhongcheng heating co ltd | 30 | unknown | operating | 2019 | N/A | N/A | 38.0996 | 117.7616 | china
wudi zhongcheng heating co ltd | 125 | unknown | retired | 2017 | 2019 | N/A | 38.0977 | 117.7648 | china
wudi zhongcheng heating co ltd | 60 | unknown | operating | 2019 | N/A | N/A | 38.0978 | 117.7647 | china
wudi zhongcheng heating co ltd | 100 | unknown | retired | N/A | 2021 | N/A | 38.0978 | 117.7647 | china
wudi zhongcheng heating co ltd | 60 | unknown | retired | N/A | 2023 | N/A | 38.0978 | 117.7647 | china
wudi zhongcheng heating co ltd | 50 | unknown | operating | N/A | N/A | N/A | 38.0978 | 117.7647 | china
inner mongolia mengdian huaneng thermal power co ltd wuhai power plant | 200 | subcritical | operating | 2005 | N/A | N/A | 39.707 | 106.8297 | china
inner mongolia mengdian huaneng thermal power co ltd wuhai power plant | 200 | subcritical | operating | 2005 | N/A | N/A | 39.707 | 106.8297 | china
shenhua guoneng group co ltd | 350 | unknown | cancelled | N/A | N/A | N/A | 30.6241 | 114.1458 | china
shenhua guoneng group co ltd | 350 | unknown | cancelled | N/A | N/A | N/A | 30.6241 | 114.1458 | china
sinopec wuhan co | 80 | subcritical | operating | 2012 | N/A | N/A | 30.6527 | 114.5293 | china
sinopec wuhan co | 80 | subcritical | operating | 2012 | N/A | N/A | 30.6527 | 114.5293 | china
sinopec wuhan co | 80 | subcritical | operating | 2012 | N/A | N/A | 30.6527 | 114.5293 | china
anhui huadian wuhu power co ltd | 1000 | ultra-supercritical | operating | 2018 | N/A | N/A | 31.2374 | 118.1494 | china
anhui huadian wuhu power co ltd | 1000 | ultra-supercritical | cancelled | N/A | N/A | N/A | 31.2374 | 118.1494 | china
anhui huadian wuhu power co ltd | 660 | ultra-supercritical | operating | 2008 | N/A | N/A | 31.2372 | 118.1497 | china
anhui huadian wuhu power co ltd | 660 | ultra-supercritical | operating | 2008 | N/A | N/A | 31.2372 | 118.1497 | china
wuhu power generation co ltd | 125 | subcritical | retired | 1996 | 2010 | N/A | 31.4521 | 118.3445 | china
wuhu power generation co ltd | 125 | subcritical | retired | 1997 | 2010 | N/A | 31.4521 | 118.3445 | china
wuhu power generation co ltd | 125 | unknown | retired | 1993 | 2007 | N/A | 31.4521 | 118.3445 | china
wuhu power generation co ltd | 125 | unknown | retired | 1994 | 2007 | N/A | 31.4521 | 118.3445 | china
wuhu power generation co ltd | 1000 | ultra-supercritical | cancelled | N/A | N/A | N/A | 31.4521 | 118.3445 | china
wuhu power generation co ltd | 1000 | ultra-supercritical | cancelled | N/A | N/A | N/A | 31.4521 | 118.3445 | china
wuhu power generation co ltd | 660 | ultra-supercritical | operating | 2010 | N/A | N/A | 31.4521 | 118.3445 | china
wuhu power generation co ltd | 660 | ultra-supercritical | operating | 2011 | N/A | N/A | 31.4521 | 118.3445 | china
xinjiang sixth agricultural division coal power co ltd | 1100 | ultra-supercritical | operating | 2014 | N/A | N/A | 44.2689 | 87.6879 | china
xinjiang sixth agricultural division coal power co ltd | 1100 | ultra-supercritical | operating | 2015 | N/A | N/A | 44.2689 | 87.6879 | china
xinjiang sixth agricultural division coal power co ltd | 1100 | ultra-supercritical | cancelled | N/A | N/A | N/A | 44.2689 | 87.6879 | china
xinjiang sixth agricultural division coal power co ltd | 1100 | ultra-supercritical | cancelled | N/A | N/A | N/A | 44.2689 | 87.6879 | china
xinjiang sixth agricultural division coal power co ltd | 360 | supercritical | operating | 2011 | N/A | N/A | 44.2689 | 87.6879 | china
xinjiang sixth agricultural division coal power co ltd | 360 | supercritical | operating | 2011 | N/A | N/A | 44.2689 | 87.6879 | china
xinjiang sixth agricultural division coal power co ltd | 360 | supercritical | operating | 2011 | N/A | N/A | 44.2689 | 87.6879 | china
xinjiang sixth agricultural division coal power co ltd | 360 | supercritical | operating | 2012 | N/A | N/A | 44.2689 | 87.6879 | china
shanghai wujing power generation co ltd | 600 | ultra-supercritical | shelved | N/A | N/A | N/A | 31.0617 | 121.4662 | china
shanghai wujing power generation co ltd | 600 | ultra-supercritical | shelved | N/A | N/A | N/A | 31.0617 | 121.4662 | china
shanghai wujing power generation co ltd | 300 | subcritical | operating | 1991 | N/A | N/A | 31.0617 | 121.4662 | china
shanghai wujing power generation co ltd | 300 | subcritical | operating | 1991 | N/A | N/A | 31.0617 | 121.4662 | china
shanghai wujing power generation co ltd | 37.5 | subcritical | retired | 1959 | 2016 | N/A | 31.0611 | 121.4667 | china
shanghai wujing power generation co ltd | 50 | subcritical | retired | 1967 | 2008 | N/A | 31.0611 | 121.4667 | china
shanghai wujing power generation co ltd | 100 | subcritical | retired | 1967 | 2016 | N/A | 31.0611 | 121.4667 | china
shanghai wujing power generation co ltd | 125 | subcritical | retired | 1968 | 2010 | N/A | 31.0611 | 121.4667 | china
shanghai wujing power generation co ltd | 300 | subcritical | operating | 2009 | N/A | N/A | 31.064 | 121.4639 | china
shanghai wujing power generation co ltd | 300 | subcritical | operating | 2009 | N/A | N/A | 31.064 | 121.4639 | china
shanghai wujing no.2 power generation co ltd | 600 | subcritical | operating | 2002 | N/A | N/A | 31.0582 | 121.4632 | china
shanghai wujing no.2 power generation co ltd | 600 | subcritical | operating | 2002 | N/A | N/A | 31.0582 | 121.4632 | china
sichuan beineng energy investment co ltd | 1320 | unknown | cancelled | N/A | N/A | N/A | 40.436 | 113.11 | china
beijing energy group co ltd | 2400 | unknown | cancelled | N/A | N/A | N/A | 41.2975 | 108.5469 | china
inner mongolia energy power generation investment group co ltd | 660 | ultra-supercritical | cancelled | N/A | N/A | N/A | 43.1799 | 114.7001 | china
inner mongolia energy power generation investment group co ltd | 660 | ultra-supercritical | cancelled | N/A | N/A | N/A | 43.1799 | 114.7001 | china
zhejiang datang wushashan power generation co ltd | 1000 | ultra-supercritical | cancelled | N/A | N/A | N/A | 29.5054 | 121.6629 | china
zhejiang datang wushashan power generation co ltd | 1000 | ultra-supercritical | cancelled | N/A | N/A | N/A | 29.5054 | 121.6629 | china
zhejiang datang wushashan power generation co ltd | 600 | supercritical | operating | 2006 | N/A | N/A | 29.5054 | 121.6629 | china
zhejiang datang wushashan power generation co ltd | 600 | supercritical | operating | 2006 | N/A | N/A | 29.5054 | 121.6629 | china
zhejiang datang wushashan power generation co ltd | 600 | supercritical | operating | 2006 | N/A | N/A | 29.5054 | 121.6629 | china
zhejiang datang wushashan power generation co ltd | 600 | supercritical | operating | 2006 | N/A | N/A | 29.5054 | 121.6629 | china
inner mongolia energy power generation investment group co ltd wustai thermal power plant | 660 | unknown | cancelled | N/A | N/A | N/A | 39.446 | 106.6677 | china
inner mongolia energy power generation investment group co ltd wustai thermal power plant | 300 | unknown | operating | 2008 | N/A | N/A | 39.446 | 106.6677 | china
inner mongolia energy power generation investment group co ltd wustai thermal power plant | 300 | unknown | operating | 2010 | N/A | N/A | 39.446 | 106.6677 | china
huadian xinjiang wusu energy co ltd | 350 | subcritical | cancelled | N/A | N/A | N/A | 44.4363 | 84.7605 | china
huadian xinjiang wusu energy co ltd | 350 | subcritical | cancelled | N/A | N/A | N/A | 44.4363 | 84.7605 | china
huadian xinjiang wusu energy co ltd | 300 | subcritical | operating | 2011 | N/A | N/A | 44.4363 | 84.7605 | china
huadian xinjiang wusu energy co ltd | 300 | subcritical | operating | 2011 | N/A | N/A | 44.4363 | 84.7605 | china
sichuan huadian wutongqiao power plant | 50 | unknown | retired | 1997 | 2007 | N/A | 29.3377 | 103.8501 | china
sichuan huadian wutongqiao power plant | 50 | unknown | retired | 1997 | 2007 | N/A | 29.3377 | 103.8501 | china
gansu power investment wuwei thermal power co ltd | 350 | supercritical | operating | 2017 | N/A | N/A | 37.9011 | 102.6859 | china
gansu power investment wuwei thermal power co ltd | 350 | supercritical | operating | 2017 | N/A | N/A | 37.9011 | 102.6859 | china
wuxi nengda thermal power co., ltd. co ltd | 35 | CFB | construction | 2025 | N/A | N/A | 31.6207 | 120.3837 | china
wuxi nengda thermal power co., ltd. co ltd | 35 | CFB | construction | 2025 | N/A | N/A | 31.6207 | 120.3837 | china
wuxi longchen greentech co ltd | 40 | unknown | operating | 2009 | N/A | N/A | 31.655 | 120.1779 | china
wuxiang xishan power generation co ltd | 600 | subcritical | operating | 2006 | N/A | N/A | 36.8222 | 112.8376 | china
wuxiang xishan power generation co ltd | 600 | subcritical | operating | 2007 | N/A | N/A | 36.8222 | 112.8376 | china
xi'an thermoelectricity co ltd | 50 | subcritical | operating | 2002 | N/A | 2025 | 34.2583 | 108.8451 | china
xi'an thermoelectricity co ltd | 50 | subcritical | operating | 2003 | N/A | 2025 | 34.2583 | 108.8451 | china
guodian shaanxi electric power co ltd | 350 | supercritical | cancelled | N/A | N/A | N/A | 34.2598 | 108.844 | china
guodian shaanxi electric power co ltd | 350 | supercritical | cancelled | N/A | N/A | N/A | 34.2598 | 108.844 | china
xiamen ruixin thermoelectricity co ltd | 50 | subcritical | operating | 2006 | N/A | N/A | 24.5718 | 118.029 | china
xiamen ruixin thermoelectricity co ltd | 50 | subcritical | operating | 2007 | N/A | N/A | 24.5718 | 118.029 | china
xiamen huaxiapower international development co ltd | 300 | subcritical | operating | 1996 | N/A | N/A | 24.4461 | 118.0268 | china
xiamen huaxiapower international development co ltd | 300 | subcritical | operating | 1996 | N/A | N/A | 24.4461 | 118.0268 | china
xiamen huaxiapower international development co ltd | 300 | subcritical | operating | 2006 | N/A | N/A | 24.4461 | 118.0268 | china
xiamen huaxiapower international development co ltd | 300 | subcritical | operating | 2006 | N/A | N/A | 24.4461 | 118.0268 | china
xiamen huaxiapower international development co ltd | 660 | ultra-supercritical | construction | 2025 | N/A | N/A | 24.4461 | 118.0268 | china
heilongjiang xinma thermal power group xiangfang co ltd | 80 | subcritical | cancelled | N/A | N/A | N/A | 45.7028 | 126.7474 | china
heilongjiang xinma thermal power group xiangfang co ltd | 80 | subcritical | cancelled | N/A | N/A | N/A | 45.7028 | 126.7474 | china
datang huayin electric power co ltd | 1000 | ultra-supercritical | shelved | N/A | N/A | N/A | 26.3923 | 112.8643 | china
datang huayin electric power co ltd | 1000 | ultra-supercritical | shelved | N/A | N/A | N/A | 26.3923 | 112.8643 | china
shandong xiangrui thermal power co ltd | 30 | subcritical | cancelled | N/A | N/A | N/A | 36.1596 | 115.8547 | china
shandong xiangrui thermal power co ltd | 30 | subcritical | cancelled | N/A | N/A | N/A | 36.1596 | 115.8547 | china
datang xiangtan power generation co ltd | 600 | supercritical | operating | 2007 | N/A | N/A | 27.8283 | 112.9968 | china
datang xiangtan power generation co ltd | 600 | supercritical | operating | 2007 | N/A | N/A | 27.8283 | 112.9968 | china
datang xiangtan power generation co ltd | 300 | subcritical | operating | 1998 | N/A | N/A | 27.8283 | 112.9968 | china
datang xiangtan power generation co ltd | 300 | subcritical | operating | 1998 | N/A | N/A | 27.8283 | 112.9968 | china
datang xiangtan power generation co ltd | 60 | subcritical | retired | N/A | 2007 | N/A | 27.8283 | 112.9968 | china
hunan xiangtou energy investment co ltd | 1000 | ultra-supercritical | permitted | 2027 | N/A | N/A | 29.063 | 113.3893 | china
hunan xiangtou energy investment co ltd | 1000 | ultra-supercritical | permitted | 2027 | N/A | N/A | 29.063 | 113.3893 | china
datang xiangyang thermal power co ltd | 350 | supercritical | cancelled | N/A | N/A | N/A | 32.145 | 112.1147 | china
datang xiangyang thermal power co ltd | 350 | supercritical | cancelled | N/A | N/A | N/A | 32.145 | 112.1147 | china
xiangyuan hexin power generation co ltd | 660 | ultra-supercritical | cancelled | N/A | N/A | N/A | 36.5262 | 112.8731 | china
xiangyuan hexin power generation co ltd | 660 | ultra-supercritical | cancelled | N/A | N/A | N/A | 36.5262 | 112.8731 | china
china resources power (xiantao) co ltd | 660 | ultra-supercritical | construction | N/A | N/A | N/A | 30.372 | 113.5671 | china
china resources power (xiantao) co ltd | 660 | ultra-supercritical | construction | N/A | N/A | N/A | 30.372 | 113.5671 | china
china resources power (xiantao) co ltd | 660 | ultra-supercritical | operating | 2022 | N/A | N/A | 30.372 | 113.5671 | china
china resources power (xiantao) co ltd | 660 | ultra-supercritical | operating | 2022 | N/A | N/A | 30.372 | 113.5671 | china
shaanxi energy xianyang xijiao thermal power co ltd | 350 | supercritical | cancelled | N/A | N/A | N/A | 34.2877 | 108.5634 | china
shaanxi energy xianyang xijiao thermal power co ltd | 350 | supercritical | cancelled | N/A | N/A | N/A | 34.2877 | 108.5634 | china
shaanxi energy xianyang xijiao thermal power co ltd | 350 | supercritical | cancelled | N/A | N/A | N/A | 34.2877 | 108.5634 | china
shaanxi energy xianyang xijiao thermal power co ltd | 350 | supercritical | cancelled | N/A | N/A | N/A | 34.2877 | 108.5634 | china
shaanxi energy xiaohaotu coal power co ltd | 1000 | unknown | cancelled | N/A | N/A | N/A | 38.7858 | 109.6246 | china
shaanxi energy xiaohaotu coal power co ltd | 1000 | unknown | cancelled | N/A | N/A | N/A | 38.7858 | 109.6246 | china
shaanxi energy xiaohaotu coal power co ltd | 1000 | unknown | cancelled | N/A | N/A | N/A | 38.7858 | 109.6246 | china
shaanxi energy xiaohaotu coal power co ltd | 1000 | unknown | cancelled | N/A | N/A | N/A | 38.7858 | 109.6246 | china
shaanxi energy xiaohaotu coal power co ltd | 1000 | unknown | cancelled | N/A | N/A | N/A | 38.7858 | 109.6246 | china
shaanxi energy xiaohaotu coal power co ltd | 1000 | unknown | cancelled | N/A | N/A | N/A | 38.7858 | 109.6246 | china
guoneng kaiyuan power generation co ltd | 300 | subcritical | operating | 2006 | N/A | N/A | 23.8381 | 103.1958 | china
guoneng kaiyuan power generation co ltd | 300 | subcritical | operating | 2008 | N/A | N/A | 23.8381 | 103.1958 | china
guoneng kaiyuan power generation co ltd | 700 | ultra-supercritical | permitted | N/A | N/A | N/A | 23.8381 | 103.1958 | china
xiaolongtan branch of national energy group yunnan electric power co ltd | 100 | subcritical | retired | 1985 | 2008 | N/A | 23.8381 | 103.1958 | china
xiaolongtan branch of national energy group yunnan electric power co ltd | 100 | subcritical | retired | 1992 | 2008 | N/A | 23.8381 | 103.1958 | china
xiaolongtan branch of national energy group yunnan electric power co ltd | 100 | subcritical | retired | 1992 | 2008 | N/A | 23.8381 | 103.1958 | china
xiaolongtan branch of national energy group yunnan electric power co ltd | 100 | subcritical | retired | 1992 | 2008 | N/A | 23.8381 | 103.1958 | china
xiaolongtan branch of national energy group yunnan electric power co ltd | 100 | subcritical | retired | 1992 | 2008 | N/A | 23.8381 | 103.1958 | china
xiaolongtan branch of national energy group yunnan electric power co ltd | 100 | subcritical | retired | 1992 | 2008 | N/A | 23.8381 | 103.1958 | china
zhejiang zheneng electric power co ltd xiaoshan power plant | 130 | subcritical | retired | 1992 | 2014 | N/A | 30.05 | 120.2323 | china
zhejiang zheneng electric power co ltd xiaoshan power plant | 130 | subcritical | retired | 1993 | 2014 | N/A | 30.05 | 120.2323 | china
jinneng xiaoyi coal power co ltd | 350 | supercritical | operating | 2021 | N/A | N/A | 37.083 | 111.838 | china
jinneng xiaoyi coal power co ltd | 350 | supercritical | operating | 2021 | N/A | N/A | 37.083 | 111.838 | china
hebei xibaipo no.2 power generation co ltd | 600 | supercritical | operating | 2006 | N/A | N/A | 38.2451 | 114.2149 | china
hebei xibaipo no.2 power generation co ltd | 600 | supercritical | operating | 2006 | N/A | N/A | 38.2451 | 114.2149 | china
hebei xibaipo power generation co ltd | 300 | subcritical | operating | 1998 | N/A | N/A | 38.2451 | 114.2149 | china
hebei xibaipo power generation co ltd | 300 | subcritical | operating | 1998 | N/A | N/A | 38.2451 | 114.2149 | china
hebei xibaipo power generation co ltd | 300 | subcritical | operating | 1993 | N/A | N/A | 38.2451 | 114.2149 | china
hebei xibaipo power generation co ltd | 300 | subcritical | operating | 1994 | N/A | N/A | 38.2451 | 114.2149 | china
hebei xibaipo no.2 power generation co ltd | 660 | ultra-supercritical | construction | 2026 | N/A | N/A | 38.2451 | 114.2149 | china
hebei xibaipo no.2 power generation co ltd | 660 | ultra-supercritical | construction | 2026 | N/A | N/A | 38.2451 | 114.2149 | china
shenzhen city energy group co ltd | 1000 | unknown | cancelled | N/A | N/A | N/A | 22.4733 | 114.5255 | china
shenzhen city energy group co ltd | 1000 | unknown | cancelled | N/A | N/A | N/A | 22.4733 | 114.5255 | china
huaihe energy power group co ltd | 350 | unknown | shelved | N/A | N/A | N/A | 32.7398 | 116.4082 | china
huaihe energy power group co ltd | 350 | unknown | shelved | N/A | N/A | N/A | 32.7398 | 116.4082 | china
huaihe energy power group co ltd | 660 | ultra-supercritical | construction | 2025 | N/A | N/A | 32.7398 | 116.4082 | china
huaihe energy power group co ltd | 660 | ultra-supercritical | construction | N/A | N/A | N/A | 32.7398 | 116.4082 | china
qingyang xifeng district heating group co ltd | 350 | subcritical | cancelled | N/A | N/A | N/A | 35.5839 | 107.6194 | china
qingyang xifeng district heating group co ltd | 350 | subcritical | cancelled | N/A | N/A | N/A | 35.5839 | 107.6194 | china
guizhou xifeng industrial park development investment co ltd | 50 | CFB | pre-permit | 2025 | N/A | N/A | 27.0886 | 106.5416 | china
guizhou xifeng industrial park development investment co ltd | 50 | CFB | permitted | 2025 | N/A | N/A | 27.0886 | 106.5416 | china
guizhou xifeng industrial park development investment co ltd | 50 | CFB | permitted | 2025 | N/A | N/A | 27.0886 | 106.5416 | china
tanghu branch of qinghai ningbei power generation co ltd | 135 | subcritical | operating | 2007 | N/A | N/A | 36.9743 | 100.9098 | china
tanghu branch of qinghai ningbei power generation co ltd | 135 | subcritical | operating | 2007 | N/A | N/A | 36.9743 | 100.9098 | china
guoneng inner mongolia xilaifeng power co ltd | 350 | unknown | cancelled | N/A | N/A | N/A | 39.3709 | 106.8927 | china
guoneng inner mongolia xilaifeng power co ltd | 350 | unknown | cancelled | N/A | N/A | N/A | 39.3709 | 106.8927 | china
guoneng inner mongolia xilaifeng power co ltd | 200 | subcritical | operating | 2010 | N/A | N/A | 39.3708 | 106.8925 | china
guoneng inner mongolia xilaifeng power co ltd | 200 | subcritical | operating | 2010 | N/A | N/A | 39.3708 | 106.8925 | china
xinchang power generation branch of jiangxi electric power co ltd of state power investment group | 1000 | ultra-supercritical | cancelled | N/A | N/A | N/A | 28.8613 | 115.9758 | china
xinchang power generation branch of jiangxi electric power co ltd of state power investment group | 1000 | ultra-supercritical | cancelled | N/A | N/A | N/A | 28.8613 | 115.9758 | china
xinchang power generation branch of jiangxi electric power co ltd of state power investment group | 700 | ultra-supercritical | operating | 2009 | N/A | N/A | 28.8613 | 115.9758 | china
xinchang power generation branch of jiangxi electric power co ltd of state power investment group | 700 | ultra-supercritical | operating | 2010 | N/A | N/A | 28.8613 | 115.9758 | china
guizhou xinsheng coal chemical co ltd | 50 | subcritical | operating | 2010 | N/A | N/A | 26.549 | 105.0225 | china
guizhou xinsheng coal chemical co ltd | 50 | subcritical | operating | 2011 | N/A | N/A | 26.549 | 105.0225 | china
huaneng xindian power generation co ltd | 225 | subcritical | retired | 1977 | 2010 | N/A | 36.7822 | 118.2353 | china
huaneng xindian power generation co ltd | 225 | subcritical | retired | 1977 | 2010 | N/A | 36.7822 | 118.2353 | china
huaneng xindian power generation co ltd | 330 | subcritical | operating | 2006 | N/A | N/A | 36.7822 | 118.2353 | china
huaneng xindian power generation co ltd | 330 | subcritical | operating | 2006 | N/A | N/A | 36.7822 | 118.2353 | china
jiangxi zhejiang guohua (xinfeng) power generation co ltd | 1000 | ultra-supercritical | construction | 2025 | N/A | N/A | 25.1657 | 114.544 | china
jiangxi zhejiang guohua (xinfeng) power generation co ltd | 1000 | ultra-supercritical | construction | 2026 | N/A | N/A | 25.3176 | 114.9199 | china
jiangxi zhejiang guohua (xinfeng) power generation co ltd | 660 | ultra-supercritical | operating | 2022 | N/A | N/A | 25.3176 | 114.9199 | china
jiangxi zhejiang guohua (xinfeng) power generation co ltd | 660 | ultra-supercritical | operating | 2022 | N/A | N/A | 25.3176 | 114.9199 | china
inner mongolia xing an tong xin smelt co ltd | 50 | unknown | retired | 2015 | 2022 | N/A | 44.767 | 118.4229 | china
inner mongolia xing an tong xin smelt co ltd | 50 | unknown | retired | 2015 | 2022 | N/A | 44.767 | 118.4229 | china
china gold inner mongolia mining co ltd | 350 | subcritical | operating | 2015 | N/A | N/A | 40.866 | 113.7477 | china
china gold inner mongolia mining co ltd | 350 | subcritical | operating | 2016 | N/A | N/A | 40.866 | 113.7477 | china
construction investment xingtai thermal power co ltd | 350 | supercritical | operating | 2016 | N/A | N/A | 36.97 | 114.624 | china
construction investment xingtai thermal power co ltd | 350 | supercritical | operating | 2016 | N/A | N/A | 36.97 | 114.624 | china
construction investment xingtai thermal power co ltd | 220 | subcritical | retired | 1985 | 2007 | N/A | 37.0084 | 114.4849 | china
construction investment xingtai thermal power co ltd | 220 | subcritical | retired | 1986 | 2007 | N/A | 37.0084 | 114.4849 | china
construction investment xingtai thermal power co ltd | 220 | subcritical | retired | 1988 | 2008 | N/A | 37.0084 | 114.4849 | china
construction investment xingtai thermal power co ltd | 220 | subcritical | retired | 1989 | 2008 | N/A | 37.0084 | 114.4849 | china
hebei xingtai power generation co ltd | 300 | subcritical | operating | 2005 | N/A | N/A | 37.0084 | 114.4849 | china
hebei xingtai power generation co ltd | 300 | subcritical | operating | 2006 | N/A | N/A | 37.0084 | 114.4849 | china
construction investment xingtai thermal power co ltd | 220 | subcritical | retired | 1991 | 2015 | N/A | 37.0084 | 114.4849 | china
construction investment xingtai thermal power co ltd | 220 | subcritical | retired | 1991 | 2015 | N/A | 37.0084 | 114.4849 | china
shanxi zhaozhuang xinguang power generation co ltd | 660 | ultra-supercritical | cancelled | N/A | N/A | N/A | 35.9987 | 112.8985 | china
shanxi zhaozhuang xinguang power generation co ltd | 660 | ultra-supercritical | cancelled | N/A | N/A | N/A | 35.9987 | 112.8985 | china
guoneng xingyang thermal power co ltd | 630 | supercritical | operating | 2010 | N/A | N/A | 34.8246 | 113.3676 | china
guoneng xingyang thermal power co ltd | 630 | supercritical | operating | 2010 | N/A | N/A | 34.8246 | 113.3676 | china
guizhou xingyi electric power development co ltd | 600 | supercritical | operating | 2011 | N/A | N/A | 25.2607 | 104.8564 | china
guizhou xingyi electric power development co ltd | 600 | supercritical | operating | 2011 | N/A | N/A | 25.2607 | 104.8564 | china
qianxinan yuanhao investment co ltd | 350 | supercritical | operating | 2020 | N/A | N/A | 25.1982 | 105.032 | china
qianxinan yuanhao investment co ltd | 350 | supercritical | operating | 2020 | N/A | N/A | 25.1982 | 105.032 | china
qianxinan yuanhao investment co ltd | 350 | supercritical | operating | 2024 | N/A | N/A | 25.1982 | 105.032 | china
qianxinan yuanhao investment co ltd | 350 | supercritical | construction | N/A | N/A | N/A | 25.1982 | 105.032 | china
jiangsu xinhai power generation co ltd | 1000 | ultra-supercritical | operating | 2012 | N/A | N/A | 34.5779 | 119.1267 | china
jiangsu xinhai power generation co ltd | 1000 | ultra-supercritical | operating | 2016 | N/A | N/A | 34.5779 | 119.1267 | china
jiangsu xinhai power generation co ltd | 330 | subcritical | operating | 2005 | N/A | N/A | 34.5779 | 119.1267 | china
jiangsu xinhai power generation co ltd | 330 | subcritical | operating | 2005 | N/A | N/A | 34.5779 | 119.1267 | china
jiangsu xinhai power generation co ltd | 220 | subcritical | retired | 1991 | 2009 | N/A | 34.5779 | 119.1267 | china
jiangsu xinhai power generation co ltd | 220 | subcritical | retired | 1991 | 2009 | N/A | 34.5779 | 119.1267 | china
huaneng xinhua power generation co ltd | 50 | subcritical | retired | 1973 | 2006 | N/A | 46.1351 | 124.601 | china
huaneng xinhua power generation co ltd | 50 | subcritical | retired | 1973 | 2006 | N/A | 46.1351 | 124.601 | china
huaneng xinhua power generation co ltd | 100 | subcritical | retired | 1975 | 2010 | N/A | 46.1351 | 124.601 | china
huaneng xinhua power generation co ltd | 100 | subcritical | retired | 1976 | 2010 | N/A | 46.1351 | 124.601 | china
huaneng xinhua power generation co ltd | 200 | subcritical | operating | 1979 | N/A | N/A | 46.1351 | 124.601 | china
huaneng xinhua power generation co ltd | 330 | subcritical | operating | 2005 | N/A | N/A | 46.1351 | 124.601 | china
jiangmen xinhui shuangshui no.3 power plant co ltd | 600 | supercritical | operating | 2022 | N/A | N/A | 22.4463 | 112.9994 | china
jiangmen xinhui shuangshui no.3 power plant co ltd | 600 | supercritical | cancelled | N/A | N/A | N/A | 22.4463 | 112.9994 | china
xinhui shuangshui generate electricity (b plant) co ltd | 150 | subcritical | operating | 2004 | N/A | N/A | 22.4463 | 112.9994 | china
xinhui shuangshui generate electricity (b plant) co ltd | 150 | subcritical | operating | 2004 | N/A | N/A | 22.4463 | 112.9994 | china
hebei construction & investment group co ltd | 350 | supercritical | cancelled | N/A | N/A | N/A | 37.9035 | 115.2592 | china
hebei construction & investment group co ltd | 350 | supercritical | cancelled | N/A | N/A | N/A | 37.9035 | 115.2592 | china
xinjiang bingzhun xinhong energy co ltd | 600 | ultra-supercritical | construction | N/A | N/A | N/A | 44.7337 | 89.0926 | china
xinjiang bingzhun xinhong energy co ltd | 600 | ultra-supercritical | construction | N/A | N/A | N/A | 44.7337 | 89.0926 | china
xinjiang changdong power generation co., ltd. | 660 | ultra-supercritical | construction | N/A | N/A | N/A | 44.5738 | 90.2581 | china
xinjiang changdong power generation co., ltd. | 660 | ultra-supercritical | construction | N/A | N/A | N/A | 44.5738 | 90.2581 | china
xinjiang asmare mangnese alloy co ltd | 30 | subcritical | operating | 2011 | N/A | N/A | 44.4045 | 84.9634 | china
xinjiang guanghui coal chemical co ltd | 60 | subcritical | operating | 2011 | N/A | N/A | 43.7064 | 94.9858 | china
xinjiang guanghui coal chemical co ltd | 60 | subcritical | operating | 2011 | N/A | N/A | 43.7064 | 94.9858 | china
xinjiang guoxin coal energy co ltd | 660 | supercritical | operating | 2018 | N/A | N/A | 44.3628 | 90.1523 | china
xinjiang guoxin coal energy co ltd | 660 | supercritical | operating | 2018 | N/A | N/A | 44.3628 | 90.1523 | china
djarum resources holdings co ltd | 350 | subcritical | operating | 2012 | N/A | N/A | 44.3122 | 86.4185 | china
djarum resources holdings co ltd | 350 | subcritical | operating | 2012 | N/A | N/A | 44.3122 | 86.4185 | china
djarum resources holdings co ltd | 350 | supercritical | operating | 2015 | N/A | N/A | 44.3122 | 86.4185 | china
djarum resources holdings co ltd | 350 | supercritical | operating | 2015 | N/A | N/A | 44.3122 | 86.4185 | china
djarum resources holdings co ltd | 350 | unknown | cancelled | N/A | N/A | N/A | 44.3122 | 86.4185 | china
djarum resources holdings co ltd | 350 | unknown | cancelled | N/A | N/A | N/A | 44.3122 | 86.4185 | china
djarum resources holdings co ltd | 350 | unknown | cancelled | N/A | N/A | N/A | 44.3122 | 86.4185 | china
djarum resources holdings co ltd | 350 | unknown | cancelled | N/A | N/A | N/A | 44.3122 | 86.4185 | china
xinjiang jinlong electric power group co., ltd. co ltd | 660 | ultra-supercritical | shelved | N/A | N/A | N/A | 44.7843 | 84.8994 | china
xinjiang jinlong electric power group co., ltd. co ltd | 660 | ultra-supercritical | shelved | N/A | N/A | N/A | 44.7843 | 84.8994 | china
xinjiang jinlong shenwu energy development co ltd | 350 | supercritical | operating | 2022 | N/A | N/A | 44.7848 | 84.9 | china
xinjiang jinlong shenwu energy development co ltd | 350 | supercritical | operating | 2022 | N/A | N/A | 44.7848 | 84.9 | china
xinjiang joinworld co ltd | 150 | unknown | operating | 2012 | N/A | N/A | 43.9147 | 87.5831 | china
xinjiang joinworld co ltd | 150 | unknown | operating | 2012 | N/A | N/A | 43.9147 | 87.5831 | china
xinjiang qinghua energy group co ltd | 60 | unknown | operating | 2013 | N/A | N/A | 43.9875 | 81.6837 | china
xinjiang aksu thermal power co ltd | 660 | ultra-supercritical | cancelled | N/A | N/A | N/A | 42.2238 | 82.9861 | china
xinjiang aksu thermal power co ltd | 660 | ultra-supercritical | cancelled | N/A | N/A | N/A | 42.2238 | 82.9861 | china
xinjiang huadian midong thermal power co ltd | 300 | subcritical | operating | 2010 | N/A | N/A | 43.9462 | 87.6652 | china
xinjiang huadian midong thermal power co ltd | 300 | subcritical | operating | 2010 | N/A | N/A | 43.9462 | 87.6652 | china
xinjiang qiya aluminum co ltd | 660 | ultra-supercritical | construction | N/A | N/A | N/A | 44.8597 | 89.0249 | china
xinjiang qiya aluminum co ltd | 660 | ultra-supercritical | construction | N/A | N/A | N/A | 44.8616 | 89.0248 | china
xinjiang qiya aluminum co ltd | 360 | supercritical | cancelled | N/A | N/A | N/A | 44.8616 | 89.0248 | china
xinjiang qiya aluminum co ltd | 360 | supercritical | operating | 2014 | N/A | N/A | 44.8594 | 89.0243 | china
xinjiang qiya aluminum co ltd | 360 | supercritical | operating | 2014 | N/A | N/A | 44.8594 | 89.0243 | china
xinjiang qiya aluminum co ltd | 360 | supercritical | cancelled | N/A | N/A | N/A | 44.8594 | 89.0243 | china
xinjiang qiya aluminum co ltd | 360 | supercritical | cancelled | N/A | N/A | N/A | 44.8594 | 89.0243 | china
xinjiang qiya aluminum co ltd | 360 | supercritical | cancelled | N/A | N/A | N/A | 44.8594 | 89.0243 | china
xinjiang qiya aluminum co ltd | 360 | supercritical | operating | 2013 | N/A | N/A | 44.8956 | 89.0496 | china
xinjiang qiya aluminum co ltd | 360 | supercritical | operating | 2013 | N/A | N/A | 44.8956 | 89.0496 | china
xinjiang qiya aluminum co ltd | 360 | supercritical | operating | 2014 | N/A | N/A | 44.8956 | 89.0496 | china
xinjiang qiya aluminum co ltd | 360 | supercritical | operating | 2014 | N/A | N/A | 44.8956 | 89.0496 | china
xinjiang tianfu energy co ltd | 660 | ultra-supercritical | shelved | N/A | N/A | N/A | 44.705 | 86.012 | china
xinjiang tianfu energy co ltd | 660 | ultra-supercritical | shelved | N/A | N/A | N/A | 44.705 | 86.012 | china
xinjiang tianfu energy co ltd | 660 | ultra-supercritical | shelved | N/A | N/A | N/A | 44.705 | 86.012 | china
xinjiang tianfu energy co ltd | 660 | ultra-supercritical | shelved | N/A | N/A | N/A | 44.705 | 86.012 | china
xinjiang zhongtai chemical fukang energy co ltd | 150 | subcritical | operating | 2012 | N/A | N/A | 44.1339 | 87.7843 | china
xinjiang zhongtai chemical fukang energy co ltd | 150 | subcritical | operating | 2012 | N/A | N/A | 44.1339 | 87.7843 | china
xinjiang zhongtai mining and metallurgy co ltd | 150 | unknown | operating | 2013 | N/A | N/A | 44.081 | 88.5889 | china
xinjiang zhongtai mining and metallurgy co ltd | 150 | unknown | operating | 2012 | N/A | N/A | 44.081 | 88.5889 | china
xinjiang zhongtai mining and metallurgy co ltd | 150 | unknown | operating | 2012 | N/A | N/A | 44.081 | 88.5889 | china
xinjiang zhongtai mining and metallurgy co ltd | 150 | subcritical | operating | 2012 | N/A | N/A | 44.081 | 88.5889 | china
xinjiang huatai heavy chemical co ltd | 150 | subcritical | operating | 2010 | N/A | N/A | 43.9429 | 87.6641 | china
xinjiang huatai heavy chemical co ltd | 150 | subcritical | operating | 2010 | N/A | N/A | 43.9429 | 87.6641 | china
xinjiang markor chemical industry co ltd | 50 | subcritical | cancelled | N/A | N/A | N/A | 41.6823 | 86.1798 | china
jinneng xinlei coal power co ltd | 350 | supercritical | shelved | N/A | N/A | N/A | 38.1802 | 113.0166 | china
jinneng xinlei coal power co ltd | 350 | supercritical | shelved | N/A | N/A | N/A | 38.1802 | 113.0166 | china
shaanxi binchang power generation co ltd of national energy group | 660 | ultra-supercritical | operating | 2024 | N/A | N/A | 35.1072 | 108.1165 | china
shaanxi binchang power generation co ltd of national energy group | 660 | ultra-supercritical | pre-permit | N/A | N/A | N/A | 35.1072 | 108.1165 | china
electric power branch of shaanxi binchang mining group co ltd | 1000 | ultra-supercritical | cancelled | N/A | N/A | N/A | 35.1105 | 108.1282 | china
electric power branch of shaanxi binchang mining group co ltd | 1000 | ultra-supercritical | cancelled | N/A | N/A | N/A | 35.1105 | 108.1282 | china
shaanxi binchang power generation co ltd of national energy group | 1000 | ultra-supercritical | cancelled | N/A | N/A | N/A | 35.1105 | 108.1282 | china
shaanxi binchang power generation co ltd of national energy group | 1000 | ultra-supercritical | cancelled | N/A | N/A | N/A | 35.1105 | 108.1282 | china
jining xinneng thermal power co ltd | 60 | unknown | permitted | N/A | N/A | N/A | 35.1773 | 116.4033 | china
jining xinneng thermal power co ltd | 60 | unknown | permitted | N/A | N/A | N/A | 35.1773 | 116.4033 | china
shandong energy power group xintai power generation co ltd | 600 | ultra-supercritical | construction | 2026 | N/A | N/A | 35.8204 | 117.7588 | china
shandong energy power group xintai power generation co ltd | 600 | ultra-supercritical | construction | 2026 | N/A | N/A | 35.8204 | 117.7588 | china
taian xinwen peak heat and power co ltd | 30 | unknown | operating | 2002 | N/A | N/A | 35.8676 | 117.7033 | china
taian xinwen peak heat and power co ltd | 30 | unknown | operating | 2002 | N/A | N/A | 35.8676 | 117.7033 | china
taian xinwen peak heat and power co ltd | 30 | unknown | retired | 2009 | 2022 | N/A | 35.8676 | 117.7033 | china
taian xinwen peak heat and power co ltd | 30 | unknown | retired | 2009 | 2021 | N/A | 35.8676 | 117.7033 | china
shandong xinwen thermal power co ltd | 300 | subcritical | cancelled | N/A | N/A | N/A | 35.8578 | 117.696 | china
huadian xinxiang power generation co ltd | 660 | supercritical | operating | 2007 | N/A | N/A | 35.3271 | 113.4906 | china
huadian xinxiang power generation co ltd | 660 | supercritical | operating | 2007 | N/A | N/A | 35.3271 | 113.4906 | china
xinxiang yuxin power generation co ltd | 135 | subcritical | retired | 2001 | 2009 | N/A | 35.4055 | 113.9292 | china
xinxiang yuxin power generation co ltd | 135 | subcritical | retired | 2003 | 2009 | N/A | 35.4055 | 113.9292 | china
xinxiang yuxin power generation co ltd | 330 | subcritical | operating | 2006 | N/A | N/A | 35.4055 | 113.9292 | china
xinxiang yuxin power generation co ltd | 330 | subcritical | operating | 2006 | N/A | N/A | 35.4055 | 113.9292 | china
xinxiang yuxin power generation co ltd | 1000 | ultra-supercritical | cancelled | N/A | N/A | N/A | 35.4055 | 113.9292 | china
xinxiang yuxin power generation co ltd | 1000 | ultra-supercritical | cancelled | N/A | N/A | N/A | 35.4055 | 113.9292 | china
henan xinyang pingqiao power plant co ltd | 55 | unknown | retired | N/A | 2007 | N/A | 32.102 | 114.1337 | china
henan xinyang pingqiao power plant co ltd | 55 | unknown | retired | N/A | 2007 | N/A | 32.102 | 114.1337 | china
henan xinyang pingqiao power plant co ltd | 55 | unknown | retired | N/A | 2013 | N/A | 32.102 | 114.1337 | china
henan xinyang pingqiao power plant co ltd | 55 | unknown | retired | N/A | 2013 | N/A | 32.102 | 114.1337 | china
henan xinyang pingqiao power plant co ltd | 135 | unknown | retired | N/A | 2013 | N/A | 32.102 | 114.1337 | china
datang xinyang huayu power generation co ltd | 660 | ultra-supercritical | operating | 2009 | N/A | N/A | 32.109 | 114.1409 | china
datang xinyang huayu power generation co ltd | 660 | ultra-supercritical | operating | 2009 | N/A | N/A | 32.109 | 114.1409 | china
shaanxi coal power xinyang co ltd | 300 | subcritical | operating | 2001 | N/A | N/A | 32.109 | 114.1409 | china
shaanxi coal power xinyang co ltd | 320 | subcritical | operating | 2001 | N/A | N/A | 32.109 | 114.1409 | china
shaanxi coal power xinyang co ltd | 1000 | ultra-supercritical | construction | 2025 | N/A | N/A | 32.109 | 114.1409 | china
shaanxi coal power xinyang co ltd | 1000 | ultra-supercritical | construction | 2026 | N/A | N/A | 32.109 | 114.1409 | china
xinjiang xinyou energy investment co ltd | 660 | supercritical | cancelled | N/A | N/A | N/A | 44.5544 | 90.2572 | china
xinjiang xinyou energy investment co ltd | 660 | supercritical | cancelled | N/A | N/A | N/A | 44.5544 | 90.2572 | china
xinjiang xinyou energy investment co ltd | 660 | supercritical | operating | 2019 | N/A | N/A | 44.5544 | 90.2572 | china
xinjiang xinyou energy investment co ltd | 660 | supercritical | operating | 2020 | N/A | N/A | 44.5544 | 90.2572 | china
shaanxi xinli power generation co ltd | 55 | unknown | operating | 1999 | N/A | N/A | 35.1969 | 109.5941 | china
shaanxi xinli power generation co ltd | 55 | unknown | operating | 1999 | N/A | N/A | 35.1969 | 109.5941 | china
shaanxi xinyuan jieneng co ltd | 300 | subcritical | operating | 2015 | N/A | N/A | 39.1805 | 111.0845 | china
shaanxi xinyuan jieneng co ltd | 300 | subcritical | operating | 2015 | N/A | N/A | 39.1805 | 111.0845 | china
huadian xinzhou guangyu coal power co ltd | 350 | supercritical | operating | 2016 | N/A | N/A | 38.4595 | 112.7516 | china
huadian xinzhou guangyu coal power co ltd | 350 | supercritical | operating | 2016 | N/A | N/A | 38.4595 | 112.7516 | china
huadian xinzhou guangyu coal power co ltd | 135 | unknown | operating | 2007 | N/A | N/A | 38.4614 | 112.7486 | china
huadian xinzhou guangyu coal power co ltd | 135 | unknown | operating | 2007 | N/A | N/A | 38.4614 | 112.7486 | china
sichuan huadian panzhihua power generation co | 50 | subcritical | retired | 1975 | 2007 | N/A | 26.5985 | 101.5482 | china
sichuan huadian panzhihua power generation co | 50 | subcritical | retired | 1977 | 2007 | N/A | 26.5985 | 101.5482 | china
wuxiang xishan power generation co ltd | 1000 | ultra-supercritical | cancelled | N/A | N/A | N/A | 36.8222 | 112.8376 | china
wuxiang xishan power generation co ltd | 1000 | ultra-supercritical | cancelled | N/A | N/A | N/A | 36.8222 | 112.8376 | china
shanxi xishan thermal power co ltd | 50 | unknown | operating | 2005 | N/A | 2025 | 37.8294 | 112.418 | china
shanxi xishan thermal power co ltd | 50 | unknown | operating | 2005 | N/A | 2025 | 37.8294 | 112.418 | china
shanxi xishan thermal power co ltd | 50 | unknown | operating | 2008 | N/A | 2025 | 37.8294 | 112.418 | china
shanxi xingneng power generation co ltd | 660 | supercritical | operating | 2018 | N/A | N/A | 37.8908 | 112.0881 | china
shanxi xingneng power generation co ltd | 660 | supercritical | operating | 2018 | N/A | N/A | 37.8908 | 112.0881 | china
shanxi xingneng power generation co ltd | 600 | supercritical | operating | 2011 | N/A | N/A | 37.8908 | 112.0931 | china
shanxi xingneng power generation co ltd | 600 | supercritical | operating | 2011 | N/A | N/A | 37.8908 | 112.0931 | china
shanxi xingneng power generation co ltd | 300 | subcritical | operating | 2005 | N/A | N/A | 37.8952 | 112.0931 | china
shanxi xingneng power generation co ltd | 300 | subcritical | operating | 2005 | N/A | N/A | 37.8952 | 112.0931 | china
huayang construction investment yangquan thermal power co ltd | 660 | ultra-supercritical | operating | 2023 | N/A | N/A | 37.8131 | 113.4247 | china
huayang construction investment yangquan thermal power co ltd | 660 | ultra-supercritical | operating | 2023 | N/A | N/A | 37.8131 | 113.4247 | china
guizhou xishui dingtai energy development co ltd | 660 | subcritical | shelved | 2020 | N/A | N/A | 28.1638 | 106.3521 | china
guizhou xishui dingtai energy development co ltd | 660 | subcritical | shelved | 2020 | N/A | N/A | 28.1638 | 106.3521 | china
guizhou xishui dingtai energy development co ltd | 660 | subcritical | operating | 2015 | N/A | N/A | 28.1638 | 106.3521 | china
guizhou xishui dingtai energy development co ltd | 660 | subcritical | operating | 2015 | N/A | N/A | 28.1638 | 106.3521 | china
guizhou west electric power co ltd | 135 | unknown | operating | 2001 | N/A | 2020 | 28.3567 | 106.1975 | china
guizhou west electric power co ltd | 135 | unknown | operating | 2002 | N/A | 2020 | 28.3567 | 106.1975 | china
guizhou west electric power co ltd | 135 | unknown | operating | 2002 | N/A | 2020 | 28.3567 | 106.1975 | china
guizhou west electric power co ltd | 135 | unknown | operating | 2002 | N/A | 2020 | 28.3567 | 106.1975 | china
xiwujinshan power generation co ltd | 150 | unknown | operating | 2013 | N/A | N/A | 44.563 | 117.6305 | china
xiwujinshan power generation co ltd | 150 | unknown | operating | 2013 | N/A | N/A | 44.563 | 117.6305 | china
N/A | 350 | ultra-supercritical | announced | N/A | N/A | N/A | 44.7286 | 118.4161 | china
N/A | 350 | ultra-supercritical | announced | N/A | N/A | N/A | 44.7286 | 118.4161 | china
ningxia power investment yinchuan thermal power co ltd | 350 | supercritical | operating | 2018 | N/A | N/A | 38.4447 | 106.1258 | china
ningxia power investment yinchuan thermal power co ltd | 350 | supercritical | operating | 2018 | N/A | N/A | 38.4447 | 106.1258 | china
ningxia power investment yinchuan thermal power co ltd | 200 | subcritical | operating | 2008 | N/A | N/A | 38.4428 | 106.1237 | china
ningxia power investment yinchuan thermal power co ltd | 200 | subcritical | operating | 2008 | N/A | N/A | 38.4428 | 106.1237 | china
guodian xixia power generation co ltd | 660 | supercritical | cancelled | N/A | N/A | N/A | 33.1864 | 111.6939 | china
guodian xixia power generation co ltd | 660 | supercritical | cancelled | N/A | N/A | N/A | 33.1864 | 111.6939 | china
xinjiang production and construction corps hongxing power generation co ltd | 660 | ultra-supercritical | operating | 2019 | N/A | N/A | 42.3143 | 93.6604 | china
xinjiang production and construction corps hongxing power generation co ltd | 660 | ultra-supercritical | operating | 2020 | N/A | N/A | 42.3143 | 93.6604 | china
tianshan aluminum co ltd | 360 | supercritical | operating | 2017 | N/A | N/A | 44.4281 | 86.0936 | china
tianshan aluminum co ltd | 360 | unknown | cancelled | N/A | N/A | N/A | 44.4281 | 86.0936 | china
tianshan aluminum co ltd | 360 | unknown | cancelled | N/A | N/A | N/A | 44.4281 | 86.0936 | china
tianshan aluminum co ltd | 360 | unknown | cancelled | N/A | N/A | N/A | 44.4281 | 86.0936 | china
tianshan aluminum co ltd | 360 | unknown | cancelled | N/A | N/A | N/A | 44.4281 | 86.0936 | china
tianshan aluminum co ltd | 360 | supercritical | operating | 2016 | N/A | N/A | 44.4281 | 86.0936 | china
tianshan aluminum co ltd | 350 | subcritical | operating | 2013 | N/A | N/A | 44.4281 | 86.0936 | china
tianshan aluminum co ltd | 350 | subcritical | operating | 2013 | N/A | N/A | 44.4281 | 86.0936 | china
tianshan aluminum co ltd | 350 | subcritical | operating | 2014 | N/A | N/A | 44.4281 | 86.0936 | china
tianshan aluminum co ltd | 350 | subcritical | operating | 2014 | N/A | N/A | 44.4281 | 86.0936 | china
hebei jianto xuanhua thermal power co ltd | 300 | subcritical | operating | 2010 | N/A | N/A | 40.58 | 115.0736 | china
hebei jianto xuanhua thermal power co ltd | 300 | subcritical | operating | 2010 | N/A | N/A | 40.58 | 115.0736 | china
yunnan energy investment co ltd | 300 | subcritical | cancelled | N/A | N/A | N/A | 26.2792 | 104.1662 | china
yunnan energy investment co ltd | 300 | subcritical | cancelled | N/A | N/A | N/A | 26.2792 | 104.1662 | china
guodian xuanwei power generation co ltd | 50 | subcritical | retired | N/A | 2001 | N/A | 26.1875 | 104.1113 | china
guodian xuanwei power generation co ltd | 50 | subcritical | retired | N/A | 2001 | N/A | 26.1875 | 104.1113 | china
guodian xuanwei power generation co ltd | 300 | subcritical | retired | 2007 | 2020 | N/A | 26.1875 | 104.1113 | china
guodian xuanwei power generation co ltd | 300 | subcritical | operating | 2003 | N/A | N/A | 26.1875 | 104.1113 | china
guodian xuanwei power generation co ltd | 300 | subcritical | retired | 2007 | 2020 | N/A | 26.1875 | 104.1113 | china
guodian xuanwei power generation co ltd | 300 | subcritical | operating | 2003 | N/A | N/A | 26.1875 | 104.1113 | china
guodian xuanwei power generation co ltd | 300 | subcritical | retired | 2000 | 2020 | N/A | 26.1875 | 104.1113 | china
guodian xuanwei power generation co ltd | 300 | subcritical | retired | 2000 | 2020 | N/A | 26.1875 | 104.1113 | china
xuchang longgang power generation co ltd | 350 | subcritical | operating | 2001 | N/A | N/A | 34.1751 | 113.3581 | china
xuchang longgang power generation co ltd | 350 | subcritical | operating | 2001 | N/A | N/A | 34.1751 | 113.3581 | china
xuchang longgang power generation co ltd | 660 | ultra-supercritical | operating | 2009 | N/A | N/A | 34.1751 | 113.3581 | china
xuchang longgang power generation co ltd | 660 | ultra-supercritical | operating | 2009 | N/A | N/A | 34.1751 | 113.3581 | china
yunnan huadian power generation co ltd | 300 | subcritical | operating | 2007 | N/A | N/A | 23.9584 | 103.1891 | china
yunnan huadian power generation co ltd | 300 | subcritical | operating | 2012 | N/A | N/A | 23.9584 | 103.1891 | china
yunnan dianneng mile power generation co ltd | 135 | subcritical | retired | 2004 | 2021 | N/A | 23.9584 | 103.1891 | china
jiangsu xutang power generation co ltd | 1000 | ultra-supercritical | cancelled | N/A | N/A | N/A | 34.3486 | 117.9319 | china
jiangsu xutang power generation co ltd | 1000 | ultra-supercritical | cancelled | N/A | N/A | N/A | 34.3486 | 117.9319 | china
jiangsu xutang power generation co ltd | 300 | subcritical | operating | 2004 | N/A | N/A | 34.3486 | 117.9319 | china
jiangsu xutang power generation co ltd | 300 | subcritical | operating | 2004 | N/A | N/A | 34.3486 | 117.9319 | china
jiangsu xutang power generation co ltd | 300 | subcritical | operating | 2001 | N/A | N/A | 34.3486 | 117.9319 | china
jiangsu xutang power generation co ltd | 300 | subcritical | operating | 2001 | N/A | N/A | 34.3486 | 117.9319 | china
beijing energy group co ltd | 1000 | ultra-supercritical | cancelled | N/A | N/A | N/A | 20.2831 | 110.3429 | china
beijing energy group co ltd | 1000 | ultra-supercritical | cancelled | N/A | N/A | N/A | 20.2831 | 110.3429 | china
xuzhou longcheng power plant | 55 | subcritical | retired | 1991 | 2012 | N/A | 34.4035 | 117.1349 | china
xuzhou longcheng power plant | 55 | subcritical | retired | 1992 | 2012 | N/A | 34.4035 | 117.1349 | china
xuzhou longcheng power plant | 55 | subcritical | retired | 1993 | 2012 | N/A | 34.4035 | 117.1349 | china
xuzhou longcheng power plant | 135 | subcritical | retired | 2005 | 2020 | N/A | 34.4035 | 117.1349 | china
xuzhou longcheng power plant | 135 | subcritical | retired | 2005 | 2020 | N/A | 34.4035 | 117.1349 | china
jiangsu huamei thermal power co ltd | 350 | supercritical | operating | 2016 | N/A | N/A | 34.3412 | 117.1048 | china
jiangsu huamei thermal power co ltd | 350 | supercritical | operating | 2016 | N/A | N/A | 34.3412 | 117.1048 | china
xuzhou huamei kengkou environmental protection thermoelectricity co ltd | 55 | subcritical | retired | 2005 | 2016 | N/A | 34.3412 | 117.1048 | china
xuzhou huamei kengkou environmental protection thermoelectricity co ltd | 55 | subcritical | retired | 2005 | 2016 | N/A | 34.3412 | 117.1048 | china
xuzhou huaxin power generation co ltd | 330 | subcritical | operating | 2005 | N/A | N/A | 34.3931 | 117.2601 | china
xuzhou huaxin power generation co ltd | 330 | subcritical | operating | 2006 | N/A | N/A | 34.3931 | 117.2601 | china
xuzhou jianping environmental protection thermoelectricity co ltd | 30 | subcritical | retired | 2009 | 2020 | N/A | 34.3358 | 117.4006 | china
jiangsu xukuang comprehensive utilization & power generation co ltd | 300 | subcritical | operating | 2009 | N/A | N/A | 34.3731 | 117.3289 | china
jiangsu xukuang comprehensive utilization & power generation co ltd | 300 | subcritical | operating | 2009 | N/A | N/A | 34.3731 | 117.3289 | china
tongshan china resources power co ltd | 1000 | ultra-supercritical | operating | 2010 | N/A | N/A | 34.3779 | 117.1759 | china
tongshan china resources power co ltd | 1000 | ultra-supercritical | operating | 2010 | N/A | N/A | 34.3779 | 117.1759 | china
china resources power (xuzhou) co ltd | 340 | subcritical | operating | 2004 | N/A | N/A | 34.3779 | 117.1759 | china
china resources power (xuzhou) co ltd | 340 | subcritical | operating | 2004 | N/A | N/A | 34.3779 | 117.1759 | china
china resources power (xuzhou) co ltd | 330 | subcritical | operating | 1996 | N/A | N/A | 34.3779 | 117.1759 | china
china resources power (xuzhou) co ltd | 330 | subcritical | operating | 1997 | N/A | N/A | 34.3779 | 117.1759 | china
inner mongolia energy power generation investment group co ltd | 600 | unknown | cancelled | N/A | N/A | N/A | 49.285 | 120.712 | china
yan'an ansai yanneng thermal power co ltd | 350 | supercritical | construction | 2025 | N/A | N/A | 36.7462 | 109.3753 | china
yan'an ansai yanneng thermal power co ltd | 350 | supercritical | construction | 2025 | N/A | N/A | 36.7462 | 109.3753 | china
datang shaanxi power generation co ltd yan'an thermal power plant | 350 | supercritical | operating | 2017 | N/A | N/A | 36.6913 | 109.6775 | china
datang shaanxi power generation co ltd yan'an thermal power plant | 350 | supercritical | operating | 2018 | N/A | N/A | 36.6913 | 109.6775 | china
state power investment group gcl binhai power generation co ltd | 1000 | ultra-supercritical | construction | N/A | N/A | N/A | 34.3074 | 120.2469 | china
state power investment group gcl binhai power generation co ltd | 1000 | ultra-supercritical | construction | N/A | N/A | N/A | 34.3074 | 120.2469 | china
state power investment group gcl binhai power generation co ltd | 1000 | ultra-supercritical | operating | 2024 | N/A | N/A | 34.3074 | 120.2469 | china
state power investment group gcl binhai power generation co ltd | 1000 | ultra-supercritical | construction | N/A | N/A | N/A | 34.3074 | 120.2469 | china
state power investment group gcl binhai power generation co ltd | 1000 | ultra-supercritical | operating | 2017 | N/A | N/A | 34.3074 | 120.2469 | china
state power investment group gcl binhai power generation co ltd | 1000 | ultra-supercritical | operating | 2017 | N/A | N/A | 34.3074 | 120.2469 | china
yancheng power generation co ltd | 135 | subcritical | retired | 2004 | 2021 | N/A | 33.3995 | 120.1172 | china
yancheng power generation co ltd | 135 | subcritical | retired | 2004 | 2021 | N/A | 33.3995 | 120.1172 | china
yancheng power generation co ltd | 135 | subcritical | retired | 1987 | 2014 | N/A | 33.3995 | 120.1172 | china
yancheng power generation co ltd | 135 | subcritical | retired | 2000 | 2014 | N/A | 33.3995 | 120.1172 | china
yancheng power generation co ltd | 350 | supercritical | cancelled | N/A | N/A | N/A | 33.4006 | 120.1171 | china
yancheng power generation co ltd | 350 | supercritical | cancelled | N/A | N/A | N/A | 33.4006 | 120.1171 | china
yangcheng international power generating co ltd | 1000 | ultra-supercritical | pre-permit | N/A | N/A | N/A | 35.4661 | 112.5742 | china
yangcheng international power generating co ltd | 1000 | ultra-supercritical | pre-permit | N/A | N/A | N/A | 35.4661 | 112.5742 | china
datang yangcheng power generation co ltd | 600 | subcritical | operating | 2007 | N/A | N/A | 35.4661 | 112.5742 | china
datang yangcheng power generation co ltd | 600 | subcritical | operating | 2007 | N/A | N/A | 35.4661 | 112.5742 | china
yangcheng international power generating co ltd | 350 | subcritical | operating | 2001 | N/A | N/A | 35.4661 | 112.5742 | china
yangcheng international power generating co ltd | 350 | subcritical | operating | 2001 | N/A | N/A | 35.4661 | 112.5742 | china
yangcheng international power generating co ltd | 350 | subcritical | operating | 2001 | N/A | N/A | 35.4661 | 112.5742 | china
yangcheng international power generating co ltd | 350 | subcritical | operating | 2002 | N/A | N/A | 35.4661 | 112.5742 | china
yangcheng international power generating co ltd | 350 | subcritical | operating | 2002 | N/A | N/A | 35.4661 | 112.5742 | china
yangcheng international power generating co ltd | 350 | subcritical | operating | 2002 | N/A | N/A | 35.4661 | 112.5742 | china
yanggao thermal power co ltd of datong coal mine group | 350 | supercritical | operating | 2019 | N/A | N/A | 40.2636 | 113.6508 | china
yanggao thermal power co ltd of datong coal mine group | 350 | supercritical | operating | 2019 | N/A | N/A | 40.2636 | 113.6508 | china
shandong xiangguang group co ltd | 60 | subcritical | retired | N/A | 2014 | N/A | 36.1596 | 115.8547 | china
shandong xiangguang group co ltd | 60 | subcritical | retired | N/A | 2014 | N/A | 36.1596 | 115.8547 | china
yanggu senquan thermoelectricity co ltd | 30 | unknown | operating | N/A | N/A | N/A | 36.1229 | 115.7561 | china
yanggu senquan thermoelectricity co ltd | 30 | unknown | operating | N/A | N/A | N/A | 36.1229 | 115.7561 | china
shaanxi shenmu power generation co ltd of national energy group | 135 | subcritical | retired | 2006 | 2018 | N/A | 38.9799 | 110.4488 | china
shaanxi shenmu power generation co ltd of national energy group | 135 | subcritical | retired | 2006 | 2018 | N/A | 38.9799 | 110.4488 | china
shaanxi yulin energy group yanghuopan coal power co ltd | 660 | ultra-supercritical | operating | 2023 | N/A | N/A | 39.0544 | 110.5245 | china
shaanxi yulin energy group yanghuopan coal power co ltd | 660 | ultra-supercritical | operating | 2023 | N/A | N/A | 39.0544 | 110.5245 | china
shanying paper (hubei) co ltd | 60 | unknown | operating | 2019 | N/A | N/A | 30.0372 | 112.2816 | china
shanying paper (hubei) co ltd | 60 | unknown | operating | 2019 | N/A | N/A | 30.0372 | 112.2816 | china
shanying paper (hubei) co ltd | 60 | unknown | operating | 2020 | N/A | N/A | 30.0372 | 112.2816 | china
shanying paper (hubei) co ltd | 60 | unknown | operating | 2020 | N/A | N/A | 30.0372 | 112.2816 | china
china shenhua energy co ltd | 2000 | unknown | cancelled | N/A | N/A | N/A | 21.857 | 111.982 | china
datang yangling thermal power co ltd | 350 | supercritical | operating | 2015 | N/A | N/A | 34.2589 | 108.1188 | china
datang yangling thermal power co ltd | 350 | supercritical | operating | 2016 | N/A | N/A | 34.2589 | 108.1188 | china
tianjin huaneng yangliuqing co-generation llc | 350 | subcritical | operating | 1998 | N/A | N/A | 39.1512 | 117.0383 | china
tianjin huaneng yangliuqing co-generation llc | 350 | subcritical | operating | 1999 | N/A | N/A | 39.1512 | 117.0383 | china
tianjin huaneng yangliuqing co-generation llc | 300 | subcritical | operating | 2006 | N/A | N/A | 39.1512 | 117.0383 | china
tianjin huaneng yangliuqing co-generation llc | 300 | subcritical | operating | 2007 | N/A | N/A | 39.1512 | 117.0383 | china
tianjin huaneng yangliuqing co-generation llc | 600 | supercritical | cancelled | N/A | N/A | N/A | 39.1521 | 117.0383 | china
tianjin huaneng yangliuqing co-generation llc | 600 | supercritical | cancelled | N/A | N/A | N/A | 39.1521 | 117.0383 | china
tianjin huaneng yangliuqing co-generation llc | 600 | supercritical | cancelled | N/A | N/A | N/A | 39.1521 | 117.0383 | china
huaneng wuhan power generation co ltd | 640 | supercritical | operating | 2006 | N/A | N/A | 30.6939 | 114.5431 | china
huaneng wuhan power generation co ltd | 640 | supercritical | operating | 2006 | N/A | N/A | 30.6939 | 114.5431 | china
huaneng wuhan power generation co ltd | 330 | subcritical | operating | 1997 | N/A | N/A | 30.6939 | 114.5431 | china
huaneng wuhan power generation co ltd | 330 | subcritical | operating | 1997 | N/A | N/A | 30.6939 | 114.5431 | china
huaneng wuhan power generation co ltd | 330 | subcritical | operating | 1992 | N/A | 2033 | 30.6939 | 114.5431 | china
huaneng wuhan power generation co ltd | 330 | subcritical | operating | 1994 | N/A | 2034 | 30.6939 | 114.5431 | china
huaneng wuhan power generation co ltd | 1000 | ultra-supercritical | announced | N/A | N/A | N/A | 30.6939 | 114.5431 | china
huaneng wuhan power generation co ltd | 1000 | ultra-supercritical | announced | N/A | N/A | N/A | 30.6939 | 114.5431 | china
power generation and supply branch of shanxi huayang group xinneng co ltd | 35 | subcritical | operating | 1997 | N/A | N/A | 37.861 | 113.4423 | china
power generation and supply branch of shanxi huayang group xinneng co ltd | 35 | subcritical | operating | 1998 | N/A | N/A | 37.861 | 113.4423 | china
power generation and supply branch of shanxi huayang group xinneng co ltd | 60 | subcritical | operating | 1998 | N/A | N/A | 37.861 | 113.4423 | china
shanxi yangguang power generation co ltd | 320 | subcritical | operating | 1996 | N/A | N/A | 37.775 | 113.6259 | china
shanxi yangguang power generation co ltd | 320 | subcritical | operating | 1997 | N/A | N/A | 37.775 | 113.6259 | china
shanxi yangguang power generation co ltd | 320 | subcritical | operating | 1999 | N/A | N/A | 37.775 | 113.6259 | china
shanxi yangguang power generation co ltd | 320 | subcritical | operating | 1999 | N/A | N/A | 37.775 | 113.6259 | china
shanxi yangguang power generation co ltd | 1000 | ultra-supercritical | shelved | N/A | N/A | N/A | 37.775 | 113.6259 | china
shanxi yangguang power generation co ltd | 1000 | ultra-supercritical | shelved | N/A | N/A | N/A | 37.775 | 113.6259 | china
guangdong yueyang power generation co ltd | 135 | subcritical | retired | 2005 | 2015 | N/A | 24.6121 | 112.5411 | china
shanghai yangshupu power plant co ltd | 125 | subcritical | retired | 1998 | 2010 | N/A | 31.2701 | 121.5519 | china
shanghai yangshupu power plant co ltd | 125 | subcritical | retired | 1999 | 2010 | N/A | 31.2701 | 121.5519 | china
guangdong huaxia power development co ltd | 1240 | ultra-supercritical | operating | 2020 | N/A | N/A | 21.5426 | 111.6703 | china
guangdong huaxia power development co ltd | 1240 | ultra-supercritical | operating | 2020 | N/A | N/A | 21.5426 | 111.6703 | china
guangdong huaxia power development co ltd | 1240 | ultra-supercritical | construction | 2026 | N/A | N/A | 21.5426 | 111.6703 | china
guangdong huaxia power development co ltd | 1240 | ultra-supercritical | construction | 2026 | N/A | N/A | 21.5426 | 111.6703 | china
guangdong huaxia power development co ltd | 600 | ultra-supercritical | operating | 2009 | N/A | N/A | 21.5426 | 111.6703 | china
guangdong huaxia power development co ltd | 600 | ultra-supercritical | operating | 2009 | N/A | N/A | 21.5426 | 111.6703 | china
guangdong huaxia power development co ltd | 660 | ultra-supercritical | operating | 2013 | N/A | N/A | 21.5426 | 111.6703 | china
guangdong huaxia power development co ltd | 660 | ultra-supercritical | operating | 2013 | N/A | N/A | 21.5426 | 111.6703 | china
jiangsu huadian yizheng thermal power co ltd | 50 | unknown | operating | 2024 | N/A | N/A | 32.2789 | 119.0929 | china
jiangsu huadian yizheng thermal power co ltd | 50 | unknown | operating | 2024 | N/A | N/A | 32.2789 | 119.0929 | china
yuen foong yu paper mfg.(yangzhou) co ltd | 36 | subcritical | operating | 2008 | N/A | N/A | 32.2648 | 119.4114 | china
yuen foong yu paper mfg.(yangzhou) co ltd | 36 | subcritical | operating | 2008 | N/A | N/A | 32.2648 | 119.4114 | china
yuen foong yu paper mfg.(yangzhou) co ltd | 50 | subcritical | operating | 2013 | N/A | N/A | 32.2648 | 119.4114 | china
yangzhou power generation co ltd | 220 | subcritical | retired | 1989 | 2013 | N/A | 32.4303 | 119.4743 | china
yangzhou power generation co ltd | 220 | subcritical | retired | 1990 | 2013 | N/A | 32.4303 | 119.4743 | china
yangzhou power generation co ltd | 330 | subcritical | operating | 2005 | N/A | N/A | 32.4303 | 119.4743 | china
yangzhou power generation co ltd | 330 | subcritical | operating | 2005 | N/A | N/A | 32.4303 | 119.4743 | china
guodian yangzonghai power generation co ltd | 200 | subcritical | operating | 1997 | N/A | N/A | 24.9631 | 103.0279 | china
guodian yangzonghai power generation co ltd | 200 | subcritical | operating | 1999 | N/A | N/A | 24.9631 | 103.0279 | china
guodian yangzonghai power generation co ltd | 300 | subcritical | operating | 2007 | N/A | N/A | 24.9631 | 103.0279 | china
guodian yangzonghai power generation co ltd | 300 | subcritical | operating | 2008 | N/A | N/A | 24.9631 | 103.0279 | china
yankuang lunan chemicals co ltd | 40 | unknown | operating | N/A | N/A | N/A | 34.9949 | 117.2692 | china
yanzhou nengyuan yulin nenghua co ltd | 50 | unknown | operating | 2008 | N/A | N/A | 38.5807 | 109.935 | china
yantai dongyuan thermoelectricity co ltd | 30 | unknown | operating | N/A | N/A | N/A | 37.4764 | 121.0316 | china
yantai dongyuan thermoelectricity co ltd | 30 | unknown | operating | N/A | N/A | N/A | 37.4764 | 121.0316 | china
laiyang thermoelectric plant co ltd | 50 | CFB | pre-permit | 2025 | N/A | N/A | 36.9468 | 120.6643 | china
wanhua chemical(yantai) chlor-alkali thermal power co ltd | 50 | subcritical | operating | 2023 | N/A | N/A | 37.6959 | 121.0627 | china
wanhua chemical(yantai) chlor-alkali thermal power co ltd | 50 | subcritical | operating | 2023 | N/A | N/A | 37.6959 | 121.0627 | china
shandong public thermal power group co ltd | 50 | unknown | announced | 2025 | N/A | N/A | 35.4142 | 116.7534 | china
shandong public thermal power group co ltd | 50 | unknown | announced | 2025 | N/A | N/A | 35.4142 | 116.7534 | china
shandong yankuang jisan electric power co ltd | 135 | subcritical | operating | 2006 | N/A | N/A | 35.2683 | 116.6598 | china
shandong yankuang jisan electric power co ltd | 135 | subcritical | operating | 2006 | N/A | N/A | 35.2683 | 116.6598 | china
yanzhou yinhe electric power co ltd | 50 | CFB | operating | 2014 | N/A | N/A | 35.5015 | 116.7854 | china
shaanxi huadian yaochi power generation co ltd | 200 | unknown | operating | 2010 | N/A | N/A | 35.0623 | 108.0749 | china
shaanxi huadian yaochi power generation co ltd | 200 | unknown | operating | 2010 | N/A | N/A | 35.0623 | 108.0749 | china
lanzhou yaojie coal power co ltd | 350 | CFB | permitted | N/A | N/A | N/A | 36.3417 | 102.8421 | china
lanzhou yaojie coal power co ltd | 350 | CFB | permitted | N/A | N/A | N/A | 36.3417 | 102.8421 | china
pingdingshan yaomeng electric power co ltd | 600 | supercritical | operating | 2007 | N/A | N/A | 33.738 | 113.2419 | china
pingdingshan yaomeng electric power co ltd | 600 | supercritical | operating | 2007 | N/A | N/A | 33.738 | 113.2419 | china
pingdingshan yaomeng electric power co ltd | 320 | subcritical | retired | 1975 | 2017 | N/A | 33.738 | 113.2419 | china
pingdingshan yaomeng electric power co ltd | 320 | subcritical | mothballed | 1980 | N/A | N/A | 33.738 | 113.2419 | china
pingdingshan yaomeng electric power co ltd | 320 | subcritical | operating | 1985 | N/A | N/A | 33.738 | 113.2419 | china
pingdingshan yaomeng electric power co ltd | 320 | subcritical | operating | 1986 | N/A | N/A | 33.738 | 113.2419 | china
guizhou yaxi power generation co ltd | 300 | subcritical | operating | 2005 | N/A | N/A | 27.5789 | 106.6552 | china
guizhou yaxi power generation co ltd | 300 | subcritical | operating | 2005 | N/A | N/A | 27.5789 | 106.6552 | china
guizhou yaxi power generation co ltd | 300 | subcritical | operating | 2005 | N/A | N/A | 27.5789 | 106.6552 | china
guizhou yaxi power generation co ltd | 300 | subcritical | operating | 2006 | N/A | N/A | 27.5789 | 106.6552 | china
huanghe sanjiaozhou (binzhou) thermal power co ltd | 50 | subcritical | operating | 2018 | N/A | N/A | 37.3781 | 118.0791 | china
huanghe sanjiaozhou (binzhou) thermal power co ltd | 50 | subcritical | operating | 2018 | N/A | N/A | 37.3781 | 118.0791 | china
huanghe sanjiaozhou (binzhou) thermal power co ltd | 350 | subcritical | operating | 2018 | N/A | N/A | 37.3781 | 118.0791 | china
guizhou zhongshan yemazhai thermal power co ltd | 200 | subcritical | operating | 2005 | N/A | 2020 | 26.679 | 104.805 | china
guizhou zhongshan yemazhai thermal power co ltd | 200 | subcritical | operating | 2005 | N/A | 2020 | 26.679 | 104.805 | china
guizhou zhongshan yemazhai thermal power co ltd | 200 | subcritical | operating | 2006 | N/A | 2020 | 26.679 | 104.805 | china
yichang dongyangguang power co ltd | 330 | subcritical | operating | 2009 | N/A | N/A | 30.3271 | 111.4904 | china
yichang dongyangguang power co ltd | 330 | subcritical | operating | 2009 | N/A | N/A | 30.3271 | 111.4904 | china
cr power (yichang) co ltd | 350 | unknown | permitted | 2026 | N/A | N/A | 30.497 | 111.4419 | china
cr power (yichang) co ltd | 350 | supercritical | operating | 2014 | N/A | N/A | 30.497 | 111.4419 | china
cr power (yichang) co ltd | 350 | supercritical | operating | 2014 | N/A | N/A | 30.497 | 111.4419 | china
henan longquan jinheng electric power co ltd | 660 | ultra-supercritical | operating | 2012 | N/A | N/A | 34.4147 | 112.5011 | china
henan longquan jinheng electric power co ltd | 660 | ultra-supercritical | operating | 2013 | N/A | N/A | 34.4147 | 112.5011 | china
luoyang yugang electric power development co ltd | 135 | subcritical | retired | 1995 | 2010 | N/A | 34.4156 | 112.5561 | china
luoyang yugang electric power development co ltd | 135 | subcritical | retired | 1996 | 2010 | N/A | 34.4156 | 112.5561 | china
luoyang yugang electric power development co ltd | 135 | subcritical | retired | 1997 | 2010 | N/A | 34.4156 | 112.5561 | china
luoyang yugang electric power development co ltd | 135 | subcritical | retired | 1999 | 2010 | N/A | 34.4156 | 112.5561 | china
yichuan longquan power co ltd | 300 | subcritical | operating | 2005 | N/A | N/A | 34.4156 | 112.5561 | china
yichuan longquan power co ltd | 300 | subcritical | operating | 2005 | N/A | N/A | 34.4156 | 112.5561 | china
yichuan longquan power co ltd | 300 | subcritical | operating | 2007 | N/A | N/A | 34.4156 | 112.5561 | china
huaneng yichun thermal power co ltd | 350 | supercritical | operating | 2015 | N/A | N/A | 47.7385 | 128.7506 | china
huaneng yichun thermal power co ltd | 350 | supercritical | operating | 2015 | N/A | N/A | 47.7385 | 128.7506 | china
jiangxi jinghao salt chemical co ltd | 30 | unknown | construction | 2024 | N/A | N/A | 28.0141 | 115.6168 | china
jiangxi jinghao salt chemical co ltd | 30 | unknown | construction | 2024 | N/A | N/A | 28.0141 | 115.6168 | china
yichang yihua pacific cogen co ltd | 35 | subcritical | operating | N/A | N/A | N/A | 30.4789 | 111.4491 | china
xinjiang yihua chemical industry co ltd | 660 | supercritical | cancelled | N/A | N/A | N/A | 41.777 | 84.252 | china
xinjiang yihua chemical industry co ltd | 660 | supercritical | cancelled | N/A | N/A | N/A | 41.777 | 84.252 | china
yichang yihua pacific cogen co ltd | 83 | subcritical | operating | 1993 | N/A | N/A | 30.5443 | 111.4142 | china
thermal power branch of xinjiang yihua chemical co ltd | 330 | subcritical | operating | 2013 | N/A | N/A | 44.8969 | 89.2465 | china
thermal power branch of xinjiang yihua chemical co ltd | 330 | subcritical | operating | 2014 | N/A | N/A | 44.8969 | 89.2465 | china
guotou yili energy development co ltd | 350 | unknown | cancelled | N/A | N/A | N/A | 43.9263 | 81.2211 | china
guotou yili energy development co ltd | 350 | unknown | cancelled | N/A | N/A | N/A | 43.9263 | 81.2211 | china
guotou yili energy development co ltd | 330 | subcritical | operating | 2012 | N/A | N/A | 43.9263 | 81.2211 | china
guotou yili energy development co ltd | 330 | subcritical | operating | 2013 | N/A | N/A | 43.9263 | 81.2211 | china
guotou yili energy development co ltd | 660 | supercritical | cancelled | N/A | N/A | N/A | 43.928 | 81.2234 | china
guotou yili energy development co ltd | 660 | supercritical | cancelled | N/A | N/A | N/A | 43.928 | 81.2234 | china
yima coal industry group co ltd | 155 | subcritical | retired | 2010 | 2013 | N/A | 34.7334 | 111.9076 | china
yima coal industry group co ltd | 155 | subcritical | retired | 2009 | 2013 | N/A | 34.7334 | 111.9076 | china
yima coal industry (group) co ltd electric power branch | 50 | subcritical | operating | 2005 | N/A | N/A | 34.7216 | 111.8801 | china
yima coal industry (group) co ltd electric power branch | 50 | subcritical | operating | 2005 | N/A | N/A | 34.7216 | 111.8801 | china
hua neng yimin coal and power co ltd | 600 | supercritical | operating | 2010 | N/A | N/A | 48.5497 | 119.7739 | china
hua neng yimin coal and power co ltd | 600 | supercritical | operating | 2010 | N/A | N/A | 48.5497 | 119.7739 | china
hua neng yimin coal and power co ltd | 600 | subcritical | operating | 2007 | N/A | N/A | 48.5497 | 119.7739 | china
hua neng yimin coal and power co ltd | 600 | subcritical | operating | 2008 | N/A | N/A | 48.5497 | 119.7739 | china
hua neng yimin coal and power co ltd | 550 | supercritical | operating | 1998 | N/A | N/A | 48.5497 | 119.7739 | china
hua neng yimin coal and power co ltd | 550 | supercritical | operating | 1999 | N/A | N/A | 48.5497 | 119.7739 | china
hua neng yimin coal and power co ltd | 600 | unknown | cancelled | N/A | N/A | N/A | 48.5497 | 119.7739 | china
hua neng yimin coal and power co ltd | 600 | unknown | cancelled | N/A | N/A | N/A | 48.5497 | 119.7739 | china
ningxia power investment yinchuan thermal power co ltd | 30 | subcritical | retired | N/A | 2018 | N/A | 38.4677 | 106.2289 | china
ningxia power investment yinchuan thermal power co ltd | 30 | subcritical | retired | N/A | 2018 | N/A | 38.4677 | 106.2289 | china
ning long power generating co | 4500 | unknown | cancelled | N/A | N/A | N/A | 29.874 | 121.55 | china
ning long power generating co | 600 | unknown | cancelled | N/A | N/A | N/A | 29.874 | 121.55 | china
ning long power generating co | 600 | unknown | cancelled | N/A | N/A | N/A | 29.874 | 121.55 | china
ning long power generating co | 600 | unknown | cancelled | N/A | N/A | N/A | 29.874 | 121.55 | china
huaneng yingcheng thermal power co ltd | 50 | supercritical | operating | 2014 | N/A | N/A | 30.915 | 113.6606 | china
huaneng yingcheng thermal power co ltd | 350 | supercritical | operating | 2015 | N/A | N/A | 30.915 | 113.6606 | china
yingkou huicheng new energy co ltd | 50 | unknown | cancelled | N/A | N/A | N/A | 40.5892 | 122.1758 | china
yingkou huicheng new energy co ltd | 50 | unknown | cancelled | N/A | N/A | N/A | 40.5892 | 122.1758 | china
yingkou huicheng new energy co ltd | 30 | unknown | cancelled | N/A | N/A | N/A | 40.5892 | 122.1758 | china
huaneng power international inc yingkou power plant | 320 | supercritical | operating | 1996 | N/A | N/A | 40.3038 | 122.106 | china
huaneng power international inc yingkou power plant | 320 | supercritical | operating | 1996 | N/A | N/A | 40.3038 | 122.106 | china
huaneng power international inc yingkou power plant | 600 | ultra-supercritical | operating | 2007 | N/A | N/A | 40.3038 | 122.106 | china
huaneng power international inc yingkou power plant | 600 | ultra-supercritical | operating | 2007 | N/A | N/A | 40.3038 | 122.106 | china
huaneng yingkou xianrendao thermal power co ltd | 50 | subcritical | operating | 2017 | N/A | N/A | 40.1582 | 122.0426 | china
huaneng yingkou xianrendao thermal power co ltd | 50 | subcritical | operating | 2017 | N/A | N/A | 40.1582 | 122.0426 | china
ningxia yinxing power generation co ltd | 660 | ultra-supercritical | operating | 2017 | N/A | N/A | 37.7274 | 106.7409 | china
ningxia yinxing power generation co ltd | 660 | ultra-supercritical | operating | 2017 | N/A | N/A | 37.7274 | 106.7409 | china
heilongjiang yipin energy co ltd | 35 | unknown | operating | 2019 | N/A | N/A | 46.7854 | 124.6018 | china
heilongjiang yipin energy co ltd | 35 | unknown | operating | 2019 | N/A | N/A | 46.7854 | 124.6018 | china
heilongjiang yipin energy co ltd | 35 | unknown | operating | 2019 | N/A | N/A | 46.7854 | 124.6018 | china
yishui thermoelectric co ltd | 30 | unknown | operating | N/A | N/A | N/A | 35.7592 | 118.6119 | china
yishui thermoelectric co ltd | 30 | unknown | operating | N/A | N/A | N/A | 35.7592 | 118.6119 | china
yishui thermoelectric co ltd | 50 | unknown | operating | N/A | N/A | N/A | 35.7592 | 118.6119 | china
qingdao west coast utillity group yitong themal power co ltd | 30 | unknown | operating | N/A | N/A | N/A | 35.8364 | 119.9872 | china
guodian north china electric power co ltd | 50 | subcritical | retired | 1970 | 2007 | N/A | 36.532 | 113.6768 | china
guodian north china electric power co ltd | 50 | subcritical | retired | 1972 | 2007 | N/A | 36.532 | 113.6768 | china
guodian north china electric power co ltd | 55 | subcritical | retired | 1973 | 2008 | N/A | 36.532 | 113.6768 | china
guodian north china electric power co ltd | 55 | subcritical | retired | 1974 | 2008 | N/A | 36.532 | 113.6768 | china
yixing huarun thermoelectricity co ltd | 60 | subcritical | retired | 2004 | 2019 | N/A | 31.3706 | 119.7728 | china
yixing huarun thermoelectricity co ltd | 60 | subcritical | retired | 2005 | 2019 | N/A | 31.3706 | 119.7728 | china
yixing linggu thermoelectricity co ltd | 60 | subcritical | operating | 2006 | N/A | N/A | 31.4269 | 119.8549 | china
jiangsu guoxin union energy co ltd | 60 | subcritical | retired | 1995 | 2014 | N/A | 31.396 | 119.8284 | china
jiangsu guoxin union energy co ltd | 60 | subcritical | retired | 1995 | 2014 | N/A | 31.396 | 119.8284 | china
jiangsu guoxin union energy co ltd | 135 | subcritical | operating | 2004 | N/A | N/A | 31.396 | 119.8284 | china
jiangsu guoxin union energy co ltd | 135 | subcritical | operating | 2005 | N/A | N/A | 31.396 | 119.8284 | china
chang'an yiyang power generation co ltd | 1000 | ultra-supercritical | construction | N/A | N/A | N/A | 28.5967 | 112.2686 | china
chang'an yiyang power generation co ltd | 1000 | ultra-supercritical | construction | N/A | N/A | N/A | 28.5967 | 112.2686 | china
chang'an yiyang power generation co ltd | 630 | supercritical | operating | 2007 | N/A | N/A | 28.5967 | 112.2686 | china
chang'an yiyang power generation co ltd | 630 | supercritical | operating | 2008 | N/A | N/A | 28.5967 | 112.2686 | china
chang'an yiyang power generation co ltd | 330 | subcritical | operating | 2000 | N/A | N/A | 28.5967 | 112.2686 | china
chang'an yiyang power generation co ltd | 330 | subcritical | operating | 2001 | N/A | N/A | 28.5967 | 112.2686 | china
yiyuan yuanneng thermal power co ltd | 50 | CFB | operating | 2020 | N/A | N/A | 36.182 | 118.2603 | china
yiyuan yuanneng thermal power co ltd | 50 | CFB | operating | 2020 | N/A | N/A | 36.182 | 118.2603 | china
fujian huadian yongan power generation co ltd | 100 | subcritical | retired | 1984 | 2008 | N/A | 26.0036 | 117.3793 | china
fujian huadian yongan power generation co ltd | 100 | subcritical | retired | 1985 | 2008 | N/A | 26.0036 | 117.3793 | china
fujian huadian yongan power generation co ltd | 50 | subcritical | retired | 1979 | 2006 | N/A | 26.0036 | 117.3793 | china
fujian huadian yongan power generation co ltd | 50 | subcritical | retired | 1979 | 2006 | N/A | 26.0036 | 117.3793 | china
fujian huadian yongan power generation co ltd | 300 | subcritical | operating | 2010 | N/A | N/A | 26.0036 | 117.3793 | china
fujian huadian yongan power generation co ltd | 300 | subcritical | operating | 2012 | N/A | N/A | 26.0036 | 117.3793 | china
chongqing tiantai thermal power co ltd | 350 | unknown | cancelled | N/A | N/A | N/A | 29.3667 | 105.9 | china
chongqing tiantai thermal power co ltd | 350 | unknown | cancelled | N/A | N/A | N/A | 29.3667 | 105.9 | china
chongqing songji power generation co ltd | 135 | subcritical | retired | 2008 | 2020 | N/A | 29.0548 | 105.8845 | china
chongqing songji power generation co ltd | 135 | subcritical | retired | 2008 | 2020 | N/A | 29.0548 | 105.8845 | china
chongqing songji power generation co ltd | 350 | supercritical | cancelled | N/A | N/A | N/A | 29.0548 | 105.8845 | china
chongqing songji power generation co ltd | 350 | supercritical | cancelled | N/A | N/A | N/A | 29.0548 | 105.8845 | china
guoneng yongfu power generation co ltd | 350 | subcritical | cancelled | N/A | N/A | N/A | 25.1011 | 110.0685 | china
guoneng yongfu power generation co ltd | 350 | subcritical | cancelled | N/A | N/A | N/A | 25.1011 | 110.0685 | china
guoneng yongfu power generation co ltd | 300 | subcritical | operating | 2006 | N/A | N/A | 25.1011 | 110.0685 | china
guoneng yongfu power generation co ltd | 300 | subcritical | operating | 2007 | N/A | N/A | 25.1011 | 110.0685 | china
guoneng yongfu power generation co ltd | 142 | subcritical | retired | 2000 | 2010 | N/A | 25.1011 | 110.0685 | china
guoneng yongfu power generation co ltd | 142 | subcritical | retired | 2000 | 2010 | N/A | 25.1011 | 110.0685 | china
shanxi yonghao coal gangue power generation co ltd | 50 | unknown | retired | 2007 | 2021 | N/A | 39.6104 | 112.7999 | china
shanxi yonghao coal gangue power generation co ltd | 50 | unknown | retired | 2007 | 2021 | N/A | 39.6104 | 112.7999 | china
jinkong electric power puzhou thermal power shanxi co ltd | 300 | subcritical | operating | 2006 | N/A | N/A | 34.856 | 110.4707 | china
jinkong electric power puzhou thermal power shanxi co ltd | 300 | subcritical | operating | 2007 | N/A | N/A | 34.856 | 110.4707 | china
jinkong electric power puzhou thermal power shanxi co ltd | 350 | supercritical | operating | 2015 | N/A | N/A | 34.856 | 110.4707 | china
jinkong electric power puzhou thermal power shanxi co ltd | 350 | supercritical | operating | 2016 | N/A | N/A | 34.856 | 110.4707 | china
datong coal mine group yongji thermal power co ltd | 100 | unknown | retired | 2004 | 2007 | N/A | 34.856 | 110.4707 | china
datong coal mine group yongji thermal power co ltd | 50 | subcritical | retired | 1988 | 2011 | N/A | 34.856 | 110.4707 | china
datong coal mine group yongji thermal power co ltd | 50 | subcritical | retired | 1989 | 2011 | N/A | 34.856 | 110.4707 | china
datong coal mine group yongji thermal power co ltd | 50 | unknown | retired | 1990 | 2007 | N/A | 34.856 | 110.4707 | china
datong coal mine group yongji thermal power co ltd | 50 | unknown | retired | 1999 | 2007 | N/A | 34.856 | 110.4707 | china
ningxia huadian yongli power generation co ltd | 660 | ultra-supercritical | construction | N/A | N/A | N/A | 37.9547 | 106.66 | china
ningxia huadian yongli power generation co ltd | 660 | ultra-supercritical | construction | N/A | N/A | N/A | 37.9547 | 106.66 | china
fugu energy development co ltd of shaanxi coal chemical industry group | 1000 | ultra-supercritical | shelved | N/A | N/A | N/A | 39.2459 | 110.7718 | china
fugu energy development co ltd of shaanxi coal chemical industry group | 1000 | ultra-supercritical | shelved | N/A | N/A | N/A | 39.2459 | 110.7718 | china
jiangxi ganzhe energy co ltd | 1000 | ultra-supercritical | cancelled | N/A | N/A | N/A | 29.0166 | 115.8284 | china
jiangxi ganzhe energy co ltd | 1000 | ultra-supercritical | cancelled | N/A | N/A | N/A | 29.0166 | 115.8284 | china
shanxi jingyu power generation co ltd | 330 | subcritical | operating | 2011 | N/A | N/A | 39.8661 | 112.5117 | china
shanxi jingyu power generation co ltd | 330 | subcritical | operating | 2012 | N/A | N/A | 39.8661 | 112.5117 | china
shaanxi coal and chemical industry co ltd | 1000 | ultra-supercritical | shelved | N/A | N/A | N/A | 38.3384 | 109.4866 | china
shaanxi coal and chemical industry co ltd | 1000 | ultra-supercritical | shelved | N/A | N/A | N/A | 38.3384 | 109.4866 | china
shanxi yangmei yuansheng thermal power co ltd | 350 | supercritical | cancelled | N/A | N/A | N/A | 37.786 | 113.658 | china
shanxi yangmei yuansheng thermal power co ltd | 350 | supercritical | cancelled | N/A | N/A | N/A | 37.786 | 113.658 | china
guoneng ningxia yuanyanghu no.2 power generation co ltd | 1100 | ultra-supercritical | operating | 2019 | N/A | N/A | 38.0575 | 106.6914 | china
guoneng ningxia yuanyanghu no.2 power generation co ltd | 1100 | ultra-supercritical | operating | 2019 | N/A | N/A | 38.0575 | 106.6914 | china
guoneng ningxia yuanyanghu no.1 power generation co ltd | 660 | supercritical | operating | 2010 | N/A | N/A | 38.0575 | 106.6914 | china
guoneng ningxia yuanyanghu no.1 power generation co ltd | 660 | supercritical | operating | 2011 | N/A | N/A | 38.0575 | 106.6914 | china
guodian yuci thermal power co ltd | 330 | subcritical | operating | 2009 | N/A | N/A | 37.6267 | 112.7476 | china
guodian yuci thermal power co ltd | 330 | subcritical | operating | 2010 | N/A | N/A | 37.6267 | 112.7476 | china
yudean group guizhou co ltd | 350 | supercritical | cancelled | N/A | N/A | N/A | 26.55 | 104.96 | china
yudean group guizhou co ltd | 350 | supercritical | cancelled | N/A | N/A | N/A | 26.55 | 104.96 | china
guangdong yuehua power co ltd | 330 | subcritical | retired | 1989 | 2019 | N/A | 23.0785 | 113.4952 | china
guangdong yuehua power co ltd | 330 | subcritical | retired | 1990 | 2020 | N/A | 23.0785 | 113.4952 | china
yueyang forest & paper co ltd | 50 | subcritical | operating | 2010 | N/A | N/A | 29.4523 | 113.1653 | china
yueyang forest & paper co ltd | 50 | subcritical | operating | 2010 | N/A | N/A | 29.4523 | 113.1653 | china
yufeng industry group co ltd | 100 | unknown | operating | 2019 | N/A | N/A | 37.6634 | 114.9298 | china
shanxi international energy yuguang coal power co ltd | 1000 | ultra-supercritical | operating | 2021 | N/A | N/A | 38.0781 | 113.4828 | china
shanxi international energy yuguang coal power co ltd | 1000 | ultra-supercritical | operating | 2021 | N/A | N/A | 38.0781 | 113.4828 | china
jilin yuguang daling thermal power co ltd | 50 | subcritical | shelved | 2024 | N/A | N/A | 43.857 | 125.0879 | china
jilin yuguang daling thermal power co ltd | 50 | subcritical | shelved | 2024 | N/A | N/A | 43.857 | 125.0879 | china
jilin yuguang daling thermal power co ltd | 50 | subcritical | cancelled | N/A | N/A | N/A | 43.8986 | 125.0692 | china
jilin yuguang daling thermal power co ltd | 50 | subcritical | cancelled | N/A | N/A | N/A | 43.8986 | 125.0692 | china
huaneng international power co ltd yuhuan power plant | 1060 | ultra-supercritical | construction | 2025 | N/A | N/A | 28.1152 | 121.1391 | china
huaneng international power co ltd yuhuan power plant | 1050 | ultra-supercritical | operating | 2007 | N/A | N/A | 28.1152 | 121.1391 | china
huaneng international power co ltd yuhuan power plant | 1050 | ultra-supercritical | operating | 2007 | N/A | N/A | 28.1152 | 121.1391 | china
huaneng international power co ltd yuhuan power plant | 1050 | ultra-supercritical | operating | 2006 | N/A | N/A | 28.1152 | 121.1391 | china
huaneng international power co ltd yuhuan power plant | 1050 | ultra-supercritical | operating | 2006 | N/A | N/A | 28.1152 | 121.1391 | china
huaneng international power co ltd yuhuan power plant | 1000 | ultra-supercritical | pre-permit | N/A | N/A | N/A | 28.1152 | 121.1391 | china
qinghai huaneng power generation co ltd | 660 | ultra-supercritical | cancelled | N/A | N/A | N/A | 37.4 | 97.4 | china
qinghai huaneng power generation co ltd | 660 | ultra-supercritical | cancelled | N/A | N/A | N/A | 37.4 | 97.4 | china
inner mongolia yu le chemical co ltd | 330 | subcritical | cancelled | N/A | N/A | N/A | 40.3798 | 106.9598 | china
inner mongolia yu le chemical co ltd | 330 | subcritical | cancelled | N/A | N/A | N/A | 40.3798 | 106.9598 | china
yulin shidai juneng thermal energy co ltd | 30 | unknown | operating | 2024 | N/A | N/A | 21.8044 | 109.7832 | china
yulin shidai juneng thermal energy co ltd | 30 | unknown | operating | 2024 | N/A | N/A | 21.8044 | 109.7832 | china
yulin yushen coal co ltd | 350 | supercritical | operating | 2018 | N/A | N/A | 38.2993 | 109.8108 | china
yulin yushen coal co ltd | 350 | supercritical | operating | 2018 | N/A | N/A | 38.2993 | 109.8108 | china
yulin yushen coal co ltd | 350 | supercritical | announced | N/A | N/A | N/A | 38.2993 | 109.8108 | china
yulin zhongyuan environmental protection technology co ltd | 30 | CFB | construction | 2023 | N/A | N/A | 22.1789 | 109.8591 | china
yulin zhongyuan environmental protection technology co ltd | 30 | CFB | permitted | 2024 | N/A | N/A | 22.1789 | 109.8591 | china
guangxi bobai yantao environmental protection technology co ltd | 30 | CFB | cancelled | 2020 | N/A | N/A | 22.1798 | 109.8792 | china
guangxi bobai yantao environmental protection technology co ltd | 30 | CFB | cancelled | N/A | N/A | N/A | 22.1798 | 109.8792 | china
guangxi bobai yantao environmental protection technology co ltd | 30 | CFB | cancelled | N/A | N/A | N/A | 22.1798 | 109.8792 | china
china coal shaanxi yulin energy chemical co ltd | 100 | unknown | operating | 2014 | N/A | N/A | 38.1597 | 109.5316 | china
china coal shaanxi yulin energy chemical co ltd | 100 | unknown | operating | 2014 | N/A | N/A | 38.1597 | 109.5316 | china
shenhua yulin energy chemical co ltd | 100 | unknown | operating | 2020 | N/A | N/A | 38.6506 | 110.1481 | china
shenhua yulin energy chemical co ltd | 100 | unknown | operating | 2020 | N/A | N/A | 38.6506 | 110.1481 | china
shenhua yulin energy chemical co ltd | 100 | unknown | cancelled | N/A | N/A | N/A | 38.6506 | 110.1481 | china
shenhua yulin energy chemical co ltd | 100 | unknown | cancelled | N/A | N/A | N/A | 38.6506 | 110.1481 | china
shenhua yulin energy chemical co ltd | 100 | unknown | cancelled | N/A | N/A | N/A | 38.6506 | 110.1481 | china
shenhua yulin energy chemical co ltd | 100 | unknown | cancelled | N/A | N/A | N/A | 38.6506 | 110.1481 | china
shenhua yulin energy chemical co ltd | 100 | unknown | cancelled | N/A | N/A | N/A | 38.6506 | 110.1481 | china
shaanxi yanchang zhongmei yulin energy and chemical co ltd | 50 | unknown | operating | 2016 | N/A | N/A | 37.6529 | 108.9343 | china
shaanxi yanchang zhongmei yulin energy and chemical co ltd | 50 | unknown | operating | 2016 | N/A | N/A | 37.6529 | 108.9343 | china
guangxi yulin haofeng industrial management co ltd | 32.8 | CFB | operating | 2019 | N/A | N/A | 22.5186 | 110.037 | china
guangxi yulin haofeng industrial management co ltd | 30 | CFB | operating | 2024 | N/A | N/A | 22.5186 | 110.037 | china
guangxi yulin haofeng industrial management co ltd | 30 | CFB | construction | 2024 | N/A | N/A | 22.5186 | 110.037 | china
shaanxi yulin energy group hengshan coal power co ltd | 1000 | ultra-supercritical | permitted | N/A | N/A | N/A | 38.0337 | 109.4151 | china
shaanxi yulin energy group hengshan coal power co ltd | 1000 | ultra-supercritical | permitted | N/A | N/A | N/A | 38.0337 | 109.4151 | china
shaanxi yulin energy group hengshan coal power co ltd | 1000 | ultra-supercritical | operating | 2019 | N/A | N/A | 38.0337 | 109.4151 | china
shaanxi yulin energy group hengshan coal power co ltd | 1000 | ultra-supercritical | operating | 2018 | N/A | N/A | 38.0337 | 109.4151 | china
yulin economic development zone huitong thermoelectricity co ltd | 50 | unknown | operating | 2006 | N/A | N/A | 38.2157 | 109.7284 | china
yulin economic development zone huitong thermoelectricity co ltd | 50 | unknown | operating | 2006 | N/A | N/A | 38.2157 | 109.7284 | china
yulin jinlong beijiao thermal power co ltd | 50 | unknown | retired | 2008 | 2016 | N/A | 38.3191 | 109.7584 | china
yulin jinlong beijiao thermal power co ltd | 50 | unknown | retired | 2008 | 2016 | N/A | 38.3191 | 109.7584 | china
huadian guangxi energy co ltd | 1000 | unknown | shelved | N/A | N/A | N/A | 21.6694 | 109.6986 | china
huadian guangxi energy co ltd | 1000 | unknown | shelved | N/A | N/A | N/A | 21.6694 | 109.6986 | china
yanzhou nengyuan yulin nenghua co ltd | 150 | unknown | operating | 2008 | N/A | N/A | 38.5799 | 109.9338 | china
yanzhou nengyuan yulin nenghua co ltd | 150 | unknown | operating | 2008 | N/A | N/A | 38.5799 | 109.9338 | china
shaanxi yinhe yulin power generation co ltd | 50 | subcritical | retired | N/A | 2016 | N/A | 38.4287 | 109.7412 | china
shaanxi yinhe yulin power generation co ltd | 50 | subcritical | retired | N/A | 2016 | N/A | 38.4287 | 109.7412 | china
shaanxi yinhe yulin power generation co ltd | 140 | subcritical | operating | 2004 | N/A | N/A | 38.4287 | 109.7412 | china
shaanxi yinhe yulin power generation co ltd | 140 | subcritical | operating | 2005 | N/A | N/A | 38.4287 | 109.7412 | china
shaanxi yuneng yushen southwest thermal power co ltd | 660 | unknown | pre-permit | 2026 | N/A | N/A | 38.2833 | 109.7333 | china
shaanxi yuneng yushen southwest thermal power co ltd | 660 | unknown | pre-permit | 2026 | N/A | N/A | 38.2833 | 109.7333 | china
shaanxi yuneng yushen southwest thermal power co ltd | 350 | unknown | construction | N/A | N/A | N/A | 38.2833 | 109.7333 | china
shaanxi yuneng yushen southwest thermal power co ltd | 350 | unknown | construction | N/A | N/A | N/A | 38.2833 | 109.7333 | china
shaanxi shaanbei qianyuan energy and chemical co ltd | 30 | unknown | operating | 2003 | N/A | N/A | 38.4008 | 109.8646 | china
shaanxi shaanbei qianyuan energy and chemical co ltd | 30 | unknown | operating | 2003 | N/A | N/A | 38.4008 | 109.8646 | china
shaanxi huadian yuheng coal&electricity co ltd | 600 | ultra-supercritical | operating | 2013 | N/A | N/A | 38.1347 | 109.5368 | china
shaanxi huadian yuheng coal&electricity co ltd | 600 | ultra-supercritical | operating | 2014 | N/A | N/A | 38.1347 | 109.5368 | china
shaanxi yushen energy thermal power co ltd | 660 | unknown | construction | 2025 | N/A | N/A | 38.6234 | 110.0252 | china
shaanxi yushen energy thermal power co ltd | 660 | unknown | construction | 2025 | N/A | N/A | 38.6234 | 110.0252 | china
shanxi guanlu yuncheng thermal power factory | 200 | subcritical | operating | 2008 | N/A | N/A | 34.9878 | 110.9542 | china
shanxi guanlu yuncheng thermal power factory | 200 | subcritical | operating | 2008 | N/A | N/A | 34.9878 | 110.9542 | china
yuncheng jinjian thermal power co ltd | 80 | subcritical | operating | 2019 | N/A | N/A | 34.9878 | 110.9542 | china
yuncheng jinjian thermal power co ltd | 80 | subcritical | operating | 2019 | N/A | N/A | 34.9878 | 110.9542 | china
shaanxi coal power yuncheng co ltd | 600 | subcritical | operating | 2007 | N/A | N/A | 34.6441 | 110.2878 | china
shaanxi coal power yuncheng co ltd | 600 | subcritical | operating | 2007 | N/A | N/A | 34.6441 | 110.2878 | china
puyang yuneng power generation co ltd | 1000 | ultra-supercritical | announced | N/A | N/A | N/A | 35.9548 | 115.8185 | china
puyang yuneng power generation co ltd | 1000 | ultra-supercritical | announced | N/A | N/A | N/A | 35.9548 | 115.8185 | china
guangdong yuedian yunhe power generation co ltd | 300 | subcritical | operating | 2010 | N/A | N/A | 22.9849 | 112.1006 | china
guangdong yuedian yunhe power generation co ltd | 300 | subcritical | operating | 2010 | N/A | N/A | 22.9849 | 112.1006 | china
guangdong yuedian yunhe power generation co ltd | 135 | subcritical | operating | 2001 | N/A | N/A | 22.9849 | 112.1006 | china
guangdong yuedian yunhe power generation co ltd | 135 | subcritical | operating | 2002 | N/A | N/A | 22.9849 | 112.1006 | china
guangdong yuedian yunhe power generation co ltd | 125 | subcritical | retired | 1991 | 2018 | N/A | 22.9849 | 112.1006 | china
guangdong yuedian yunhe power generation co ltd | 125 | subcritical | retired | 1991 | 2018 | N/A | 22.9849 | 112.1006 | china
shanxi datang international yungang thermal power co ltd | 300 | subcritical | operating | 2009 | N/A | N/A | 40.0613 | 113.2192 | china
shanxi datang international yungang thermal power co ltd | 300 | subcritical | operating | 2009 | N/A | N/A | 40.0613 | 113.2192 | china
shanxi datang international yungang thermal power co ltd | 220 | subcritical | operating | 2003 | N/A | N/A | 40.0613 | 113.2192 | china
shanxi datang international yungang thermal power co ltd | 220 | subcritical | operating | 2003 | N/A | N/A | 40.0613 | 113.2192 | china
huaneng jining canal power generation co ltd | 330 | subcritical | operating | 2006 | N/A | N/A | 35.4867 | 116.4769 | china
huaneng jining canal power generation co ltd | 330 | subcritical | operating | 2006 | N/A | N/A | 35.4867 | 116.4769 | china
huaneng jining canal power generation co ltd | 145 | subcritical | operating | 2000 | N/A | N/A | 35.4867 | 116.4769 | china
huaneng jining canal power generation co ltd | 145 | subcritical | operating | 2000 | N/A | N/A | 35.4867 | 116.4769 | china
huaneng jining canal power generation co ltd | 145 | subcritical | retired | 2003 | 2022 | N/A | 35.4867 | 116.4769 | china
huaneng jining canal power generation co ltd | 145 | subcritical | retired | 2003 | 2022 | N/A | 35.4867 | 116.4769 | china
jizhong energy handan mining group yunning gangue thermal power co ltd | 50 | subcritical | retired | 2006 | 2020 | N/A | 36.7319 | 114.1683 | china
jizhong energy handan mining group yunning gangue thermal power co ltd | 50 | subcritical | retired | 2006 | 2020 | N/A | 36.7319 | 114.1683 | china
shanxi huaneng yushe electric power co ltd | 600 | subcritical | cancelled | N/A | N/A | N/A | 36.9778 | 112.9547 | china
shanxi huaneng yushe electric power co ltd | 600 | subcritical | cancelled | N/A | N/A | N/A | 36.9778 | 112.9547 | china
shanxi huaneng yushe electric power co ltd | 300 | subcritical | operating | 2004 | N/A | 2020 | 36.9778 | 112.9547 | china
shanxi huaneng yushe electric power co ltd | 300 | subcritical | operating | 2004 | N/A | 2020 | 36.9778 | 112.9547 | china
shanxi huaneng yushe electric power co ltd | 100 | subcritical | retired | 1994 | 2012 | N/A | 36.9778 | 112.9547 | china
shanxi huaneng yushe electric power co ltd | 100 | subcritical | retired | 1995 | 2012 | N/A | 36.9778 | 112.9547 | china
yutian chunyu thermal power co ltd | 30 | unknown | operating | 2023 | N/A | N/A | 39.8671 | 117.6139 | china
yutian chunyu thermal power co ltd | 30 | unknown | operating | 2023 | N/A | N/A | 39.8671 | 117.6139 | china
yutian chunyu thermal power co ltd | 30 | unknown | operating | 2023 | N/A | N/A | 39.8671 | 117.6139 | china
hebei weizhou energy integrated development co ltd | 660 | ultra-supercritical | operating | 2018 | N/A | N/A | 39.8122 | 114.6365 | china
hebei weizhou energy integrated development co ltd | 660 | ultra-supercritical | operating | 2019 | N/A | N/A | 39.8122 | 114.6365 | china
guodian yuyuan power generation co ltd | 150 | subcritical | operating | 2005 | N/A | N/A | 35.0571 | 112.5792 | china
guodian yuyuan power generation co ltd | 150 | subcritical | operating | 2005 | N/A | N/A | 35.0571 | 112.5792 | china
guodian yuyuan power generation co ltd | 350 | subcritical | cancelled | N/A | N/A | N/A | 35.0571 | 112.5792 | china
guodian yuyuan power generation co ltd | 350 | subcritical | cancelled | N/A | N/A | N/A | 35.0571 | 112.5792 | china
huaneng lanzhou thermal power co ltd | 350 | supercritical | operating | 2019 | N/A | N/A | 36.0176 | 104.0668 | china
huaneng lanzhou thermal power co ltd | 350 | supercritical | operating | 2019 | N/A | N/A | 36.0176 | 104.0668 | china
zaozhuang nanjiao thermal power co ltd | 55 | subcritical | operating | 2005 | N/A | N/A | 34.8296 | 117.513 | china
zaozhuang nanjiao thermal power co ltd | 55 | subcritical | operating | 2006 | N/A | N/A | 34.8296 | 117.513 | china
zezhou tianyu thermal power co ltd | 40 | unknown | construction | N/A | N/A | N/A | 35.6632 | 112.739 | china
zezhou tianyu thermal power co ltd | 40 | unknown | construction | N/A | N/A | N/A | 35.6632 | 112.739 | china
hulunbeier antai thermal power co ltd zhalantun thermal power plant | 350 | unknown | cancelled | N/A | N/A | N/A | 47.948 | 122.778 | china
hulunbeier antai thermal power co ltd zhalantun thermal power plant | 350 | unknown | cancelled | N/A | N/A | N/A | 47.948 | 122.778 | china
zibo lijiu industry co ltd | 30 | subcritical | operating | 1989 | N/A | N/A | 36.7951 | 118.0929 | china
shandong zhonghe thermoelectricity co ltd | 100 | subcritical | operating | 2003 | N/A | N/A | 36.7951 | 118.0929 | china
zibo lijiu industry co ltd | 50 | subcritical | operating | 1998 | N/A | N/A | 36.7951 | 118.0929 | china
huaibei mining (group) co ltd | 1000 | ultra-supercritical | shelved | N/A | N/A | N/A | 32.7471 | 116.5115 | china
huaibei mining (group) co ltd | 1000 | ultra-supercritical | shelved | N/A | N/A | N/A | 32.7471 | 116.5115 | china
zhangjiagang free trade zone changyuan thermoelectricity co ltd | 35 | subcritical | operating | 2011 | N/A | N/A | 31.9679 | 120.4527 | china
zhangjiagang free trade zone changyuan thermoelectricity co ltd | 35 | subcritical | operating | 2011 | N/A | N/A | 31.9679 | 120.4527 | china
zhangjiagang huaxing electric power co ltd | 135 | unknown | retired | N/A | 2009 | N/A | 31.8857 | 120.5949 | china
zhangjiagang huaxing electric power co ltd | 135 | unknown | retired | N/A | 2009 | N/A | 31.8857 | 120.5949 | china
jiangsu shagang group co ltd | 50 | subcritical | operating | 2004 | N/A | N/A | 31.9789 | 120.6334 | china
jiangsu shagang group co ltd | 50 | subcritical | operating | 2004 | N/A | N/A | 31.9789 | 120.6334 | china
jiangsu shagang group co ltd | 50 | subcritical | operating | 2004 | N/A | N/A | 31.9789 | 120.6334 | china
jiangsu shagang group co ltd | 50 | subcritical | operating | 2004 | N/A | N/A | 31.9789 | 120.6334 | china
zhangjiagagn shazhou electric power co ltd | 1000 | ultra-supercritical | operating | 2017 | N/A | N/A | 31.9897 | 120.6879 | china
zhangjiagagn shazhou electric power co ltd | 1000 | ultra-supercritical | operating | 2017 | N/A | N/A | 31.9897 | 120.6879 | china
zhangjiagagn shazhou electric power co ltd | 630 | supercritical | operating | 2006 | N/A | N/A | 31.9897 | 120.6879 | china
zhangjiagagn shazhou electric power co ltd | 630 | supercritical | operating | 2006 | N/A | N/A | 31.9897 | 120.6879 | china
zhangjiajie sangzi comprehensive utilization power plant co ltd | 60 | subcritical | retired | 2005 | 2019 | N/A | 29.3817 | 110.1318 | china
zhangjiajie sangzi comprehensive utilization power plant co ltd | 60 | subcritical | retired | 2009 | 2019 | N/A | 29.3817 | 110.1318 | china
datang international power generation co ltd | 320 | subcritical | operating | 1991 | N/A | N/A | 40.6596 | 114.9438 | china
datang international power generation co ltd | 320 | subcritical | operating | 1992 | N/A | N/A | 40.6596 | 114.9438 | china
datang international power generation co ltd | 320 | subcritical | operating | 1994 | N/A | N/A | 40.6596 | 114.9438 | china
datang international power generation co ltd | 320 | subcritical | operating | 1995 | N/A | N/A | 40.6596 | 114.9438 | china
datang international power generation co ltd | 320 | subcritical | operating | 1999 | N/A | N/A | 40.6596 | 114.9438 | china
datang international power generation co ltd | 320 | subcritical | operating | 1999 | N/A | N/A | 40.6596 | 114.9438 | china
datang international power generation co ltd | 320 | subcritical | operating | 2000 | N/A | N/A | 40.6596 | 114.9438 | china
datang international power generation co ltd | 320 | subcritical | operating | 2001 | N/A | N/A | 40.6596 | 114.9438 | china
hebei datang international zhangjiakou thermal power co ltd | 300 | subcritical | operating | 2009 | N/A | N/A | 40.7466 | 114.8123 | china
hebei datang international zhangjiakou thermal power co ltd | 300 | subcritical | operating | 2010 | N/A | N/A | 40.7466 | 114.8123 | china
fujian huadian zhangping thermal power co ltd | 300 | subcritical | operating | 2011 | N/A | N/A | 25.2842 | 117.3989 | china
fujian huadian zhangping thermal power co ltd | 300 | subcritical | operating | 2012 | N/A | N/A | 25.2842 | 117.3989 | china
fujian huadian zhangping thermal power co ltd | 100 | subcritical | retired | 1994 | 2009 | N/A | 25.2842 | 117.3989 | china
fujian huadian zhangping thermal power co ltd | 100 | subcritical | retired | 1994 | 2009 | N/A | 25.2842 | 117.3989 | china
fujian huadian zhangping thermal power co ltd | 100 | subcritical | retired | 1986 | 2009 | N/A | 25.2842 | 117.3989 | china
fujian huadian zhangping thermal power co ltd | 100 | subcritical | retired | 1987 | 2009 | N/A | 25.2842 | 117.3989 | china
liansheng pulp paper (zhangzhou) co ltd | 80 | unknown | operating | 2023 | N/A | N/A | 24.0768 | 117.8819 | china
liansheng pulp paper (zhangzhou) co ltd | 80 | unknown | operating | 2023 | N/A | N/A | 24.0768 | 117.8819 | china
liansheng pulp paper (zhangzhou) co ltd | 80 | unknown | operating | 2023 | N/A | N/A | 24.0768 | 117.8819 | china
huadian zhangqiu power generation co ltd | 145 | subcritical | operating | 2002 | N/A | N/A | 36.7275 | 117.4036 | china
huadian zhangqiu power generation co ltd | 145 | subcritical | operating | 2002 | N/A | N/A | 36.7275 | 117.4036 | china
huadian zhangqiu power generation co ltd | 335 | subcritical | operating | 2006 | N/A | N/A | 36.7275 | 117.4036 | china
huadian zhangqiu power generation co ltd | 300 | subcritical | operating | 2006 | N/A | N/A | 36.7275 | 117.4036 | china
shanxi zhangshan electric power co ltd | 600 | subcritical | operating | 2008 | N/A | N/A | 36.3261 | 113.0814 | china
shanxi zhangshan electric power co ltd | 600 | subcritical | operating | 2008 | N/A | N/A | 36.3261 | 113.0814 | china
shanxi zhangshan electric power co ltd | 300 | subcritical | operating | 2004 | N/A | N/A | 36.3261 | 113.0814 | china
shanxi zhangshan electric power co ltd | 300 | subcritical | operating | 2004 | N/A | N/A | 36.3261 | 113.0814 | china
huadian zhangwu power generation co ltd | 600 | ultra-supercritical | cancelled | N/A | N/A | N/A | 42.386 | 122.538 | china
huadian zhangwu power generation co ltd | 600 | ultra-supercritical | cancelled | N/A | N/A | N/A | 42.386 | 122.538 | china
gansu diantou zhangye power generation co ltd | 1000 | ultra-supercritical | construction | 2025 | N/A | N/A | 39.0712 | 100.4629 | china
gansu diantou zhangye power generation co ltd | 1000 | ultra-supercritical | construction | 2025 | N/A | N/A | 39.0712 | 100.4629 | china
gansu diantou zhangye power generation co ltd | 325 | subcritical | operating | 2005 | N/A | N/A | 39.0712 | 100.4629 | china
gansu diantou zhangye power generation co ltd | 325 | subcritical | operating | 2006 | N/A | N/A | 39.0712 | 100.4629 | china
shanxi linfen thermal power co ltd | 300 | subcritical | operating | 2010 | N/A | N/A | 36.0872 | 111.3993 | china
shanxi linfen thermal power co ltd | 300 | subcritical | operating | 2013 | N/A | N/A | 36.0872 | 111.3993 | china
shandong weiqiao pioneering group co ltd | 60 | unknown | cancelled | N/A | N/A | N/A | 38.0228 | 117.978 | china
shandong weiqiao pioneering group co ltd | 60 | unknown | cancelled | N/A | N/A | N/A | 38.0228 | 117.978 | china
shandong weiqiao pioneering group co ltd | 60 | unknown | cancelled | N/A | N/A | N/A | 38.0114 | 117.9783 | china
shandong weiqiao pioneering group co ltd | 60 | unknown | cancelled | N/A | N/A | N/A | 38.0114 | 117.9783 | china
shandong weiqiao pioneering group co ltd | 60 | unknown | cancelled | N/A | N/A | N/A | 38.0114 | 117.9783 | china
shandong weiqiao pioneering group co ltd | 60 | unknown | cancelled | N/A | N/A | N/A | 38.0114 | 117.9783 | china
shandong weiqiao pioneering group co ltd | 60 | unknown | cancelled | N/A | N/A | N/A | 38.0114 | 117.9783 | china
shandong weiqiao pioneering group co ltd | 60 | unknown | cancelled | N/A | N/A | N/A | 38.0114 | 117.9783 | china
zhan jiang zhong yue energy co ltd | 600 | subcritical | operating | 2011 | N/A | N/A | 21.3156 | 110.4093 | china
zhan jiang zhong yue energy co ltd | 600 | subcritical | operating | 2011 | N/A | N/A | 21.3156 | 110.4093 | china
baosteel zhanjiang iron & steel co ltd | 350 | subcritical | operating | 2014 | N/A | N/A | 21.0699 | 110.494 | china
baosteel zhanjiang iron & steel co ltd | 350 | subcritical | operating | 2015 | N/A | N/A | 21.0699 | 110.494 | china
zhanjiang jingxin power generation co ltd | 1000 | ultra-supercritical | pre-permit | N/A | N/A | N/A | 21.0736 | 110.4282 | china
zhanjiang jingxin power generation co ltd | 1240 | ultra-supercritical | permitted | N/A | N/A | N/A | 21.0736 | 110.4282 | china
zhanjiang jingxin power generation co ltd | 600 | ultra-supercritical | construction | 2025 | N/A | N/A | 21.0736 | 110.4282 | china
zhanjiang jingxin power generation co ltd | 600 | ultra-supercritical | construction | 2025 | N/A | N/A | 21.0736 | 110.4282 | china
zhanjiang electric power co ltd | 1000 | ultra-supercritical | shelved | N/A | N/A | N/A | 21.3109 | 110.4096 | china
zhanjiang electric power co ltd | 1000 | ultra-supercritical | shelved | N/A | N/A | N/A | 21.3109 | 110.4096 | china
zhanjiang electric power co ltd | 330 | subcritical | operating | 1995 | N/A | N/A | 21.3109 | 110.4096 | china
zhanjiang electric power co ltd | 330 | subcritical | operating | 1995 | N/A | N/A | 21.3109 | 110.4096 | china
zhanjiang electric power co ltd | 330 | subcritical | operating | 1999 | N/A | N/A | 21.3109 | 110.4096 | china
zhanjiang electric power co ltd | 330 | subcritical | operating | 2000 | N/A | N/A | 21.3109 | 110.4096 | china
shanxi zhaofeng aluminum power co ltd | 135 | unknown | operating | 2006 | N/A | N/A | 37.7674 | 113.5808 | china
shanxi zhaofeng aluminum power co ltd | 135 | unknown | operating | 2006 | N/A | N/A | 37.7674 | 113.5808 | china
shanxi zhaofeng aluminum power co ltd | 135 | unknown | operating | 2006 | N/A | N/A | 37.7674 | 113.5808 | china
jiaozuo coal industry (group) xinxiang zhaogu electric power co ltd | 350 | supercritical | cancelled | N/A | N/A | N/A | 35.412 | 113.6197 | china
jiaozuo coal industry (group) xinxiang zhaogu electric power co ltd | 350 | supercritical | cancelled | N/A | N/A | N/A | 35.412 | 113.6197 | china
zhaoyuan linglong thermal power co ltd | 50 | unknown | retired | N/A | 2018 | N/A | 37.3888 | 120.4365 | china
zhaoyuan linglong thermal power co ltd | 50 | unknown | operating | 2022 | N/A | N/A | 37.3888 | 120.4365 | china
zhejiang longchen paper co ltd | 50 | unknown | operating | 2009 | N/A | N/A | 30.6739 | 121.2102 | china
zhejiang southeast electric power co ltd | 135 | subcritical | retired | 1980 | 2009 | N/A | 28.697 | 121.4536 | china
zhejiang southeast electric power co ltd | 300 | subcritical | operating | 2010 | N/A | N/A | 28.6973 | 121.453 | china
zhejiang southeast electric power co ltd | 135 | subcritical | retired | 1982 | 2009 | N/A | 28.697 | 121.4536 | china
zhejiang southeast electric power co ltd | 135 | subcritical | retired | 1984 | 2009 | N/A | 28.697 | 121.4536 | china
zhejiang southeast electric power co ltd | 135 | subcritical | retired | 1985 | 2009 | N/A | 28.697 | 121.4536 | china
zhejiang southeast electric power co ltd | 135 | subcritical | retired | 1987 | 2010 | N/A | 28.697 | 121.4536 | china
zhejiang southeast electric power co ltd | 135 | subcritical | retired | 1988 | 2010 | N/A | 28.697 | 121.4536 | china
zhejiang southeast electric power co ltd | 330 | subcritical | operating | 1995 | N/A | N/A | 28.697 | 121.4536 | china
zhejiang southeast electric power co ltd | 330 | subcritical | operating | 1996 | N/A | N/A | 28.697 | 121.4536 | china
zhejiang southeast electric power co ltd | 300 | subcritical | operating | 2007 | N/A | N/A | 28.697 | 121.4536 | china
zhejiang zheneng taizhou no.2 power generation co ltd | 1000 | ultra-supercritical | construction | 2026 | N/A | N/A | 29.0124 | 121.6955 | china
zhejiang zheneng taizhou no.2 power generation co ltd | 1000 | ultra-supercritical | construction | 2026 | N/A | N/A | 29.0124 | 121.6955 | china
zhejiang zheneng taizhou no.2 power generation co ltd | 1000 | ultra-supercritical | operating | 2015 | N/A | N/A | 29.0124 | 121.6955 | china
zhejiang zheneng taizhou no.2 power generation co ltd | 1000 | ultra-supercritical | operating | 2015 | N/A | N/A | 29.0124 | 121.6955 | china
zhejiang jiahua energy chemical industry co ltd | 45 | subcritical | operating | 2017 | N/A | N/A | 30.6035 | 121.0472 | china
zhejiang jiahua energy chemical industry co ltd | 45 | subcritical | operating | 2019 | N/A | N/A | 30.6035 | 121.0472 | china
zhejiang zheneng zhenhai power generation co ltd | 660 | ultra-supercritical | operating | 2020 | N/A | N/A | 30.0464 | 121.6552 | china
zhejiang zheneng zhenhai power generation co ltd | 660 | ultra-supercritical | operating | 2020 | N/A | N/A | 30.0464 | 121.6552 | china
zhejiang zheneng zhenhai power generation co ltd | 215 | subcritical | retired | 1985 | 2018 | N/A | 29.944 | 121.6881 | china
zhejiang zheneng zhenhai power generation co ltd | 215 | subcritical | retired | 1987 | 2018 | N/A | 29.944 | 121.6881 | china
zhejiang zheneng zhenhai power generation co ltd | 215 | subcritical | retired | 1989 | 2020 | N/A | 29.944 | 121.6881 | china
zhejiang zheneng zhenhai power generation co ltd | 215 | subcritical | retired | 1990 | 2020 | N/A | 29.944 | 121.6881 | china
zhejiang zheneng changxing power generation co ltd | 300 | subcritical | operating | 2006 | N/A | N/A | 30.9919 | 119.9297 | china
zhejiang zheneng changxing power generation co ltd | 300 | subcritical | operating | 2006 | N/A | N/A | 30.9919 | 119.9297 | china
zhejiang zheneng changxing power generation co ltd | 300 | subcritical | operating | 2003 | N/A | N/A | 30.9919 | 119.9297 | china
zhejiang zheneng changxing power generation co ltd | 300 | subcritical | operating | 2003 | N/A | N/A | 30.9919 | 119.9297 | china
zhejiang zheneng zhongmei zhoushan coal power co ltd | 1000 | ultra-supercritical | operating | 2014 | N/A | N/A | 29.7593 | 122.1266 | china
zhejiang zheneng zhongmei zhoushan coal power co ltd | 1000 | ultra-supercritical | operating | 2014 | N/A | N/A | 29.7593 | 122.1266 | china
zhejiang zheneng zhongmei zhoushan coal power co ltd | 1000 | ultra-supercritical | operating | 2024 | N/A | N/A | 29.7593 | 122.1266 | china
zhejiang zheneng zhongmei zhoushan coal power co ltd | 1000 | ultra-supercritical | operating | 2024 | N/A | N/A | 29.7593 | 122.1266 | china
zhejiang energy wuwei energy co., ltd. co ltd | 1000 | ultra-supercritical | construction | N/A | N/A | N/A | 38.9496 | 102.4731 | china
zhejiang energy wuwei energy co., ltd. co ltd | 1000 | ultra-supercritical | construction | N/A | N/A | N/A | 38.9496 | 102.4731 | china
zhejiang zheneng wenzhou power generation co ltd | 300 | subcritical | operating | 2005 | N/A | N/A | 27.9957 | 120.8359 | china
zhejiang zheneng wenzhou power generation co ltd | 300 | subcritical | operating | 2005 | N/A | N/A | 27.9957 | 120.8359 | china
zhejiang zheneng wenzhou power generation co ltd | 300 | subcritical | operating | 2001 | N/A | N/A | 27.9957 | 120.8359 | china
zhejiang zheneng wenzhou power generation co ltd | 300 | subcritical | operating | 2001 | N/A | N/A | 27.9957 | 120.8359 | china
zhejiang zheneng wenzhou power generation co ltd | 135 | subcritical | retired | 1990 | 2016 | N/A | 27.9957 | 120.8359 | china
zhejiang zheneng wenzhou power generation co ltd | 135 | subcritical | retired | 1991 | 2016 | N/A | 27.9957 | 120.8359 | china
zhejiang zheneng wenzhou power generation co ltd | 660 | ultra-supercritical | operating | 2015 | N/A | N/A | 27.9957 | 120.8359 | china
zhejiang zheneng wenzhou power generation co ltd | 660 | ultra-supercritical | operating | 2015 | N/A | N/A | 27.9957 | 120.8359 | china
zhejiang zheneng yueqing power generation co ltd | 1000 | ultra-supercritical | operating | 2023 | N/A | N/A | 28.1704 | 121.0889 | china
zhejiang zheneng yueqing power generation co ltd | 1000 | ultra-supercritical | operating | 2023 | N/A | N/A | 28.1704 | 121.0889 | china
zhejiang zheneng yueqing power generation co ltd | 660 | ultra-supercritical | operating | 2010 | N/A | N/A | 28.1704 | 121.0889 | china
zhejiang zheneng yueqing power generation co ltd | 660 | ultra-supercritical | operating | 2010 | N/A | N/A | 28.1704 | 121.0889 | china
zhejiang zheneng yueqing power generation co ltd | 600 | supercritical | operating | 2008 | N/A | N/A | 28.1704 | 121.0889 | china
zhejiang zheneng yueqing power generation co ltd | 600 | supercritical | operating | 2008 | N/A | N/A | 28.1704 | 121.0889 | china
zhenfeng electric power investment co ltd | 50 | unknown | cancelled | N/A | N/A | N/A | 25.3807 | 105.7616 | china
zhenfeng electric power investment co ltd | 350 | supercritical | cancelled | 2022 | N/A | N/A | 25.3807 | 105.7616 | china
zhenfeng electric power investment co ltd | 350 | supercritical | cancelled | 2022 | N/A | N/A | 25.3807 | 105.7616 | china
zhenfeng electric power investment co ltd | 350 | supercritical | operating | 2019 | N/A | N/A | 25.3776 | 105.7769 | china
zhenfeng electric power investment co ltd | 350 | supercritical | operating | 2019 | N/A | N/A | 25.3776 | 105.7769 | china
zhengzhou taixiang thermal power co ltd | 135 | subcritical | retired | 2008 | 2020 | N/A | 34.7926 | 113.5017 | china
zhengzhou taixiang thermal power co ltd | 135 | subcritical | retired | 2008 | 2020 | N/A | 34.7926 | 113.5017 | china
zhengzhou xinli power co ltd | 200 | subcritical | retired | 1992 | 2019 | N/A | 34.7664 | 113.5913 | china
zhengzhou xinli power co ltd | 200 | subcritical | retired | 1993 | 2019 | N/A | 34.7664 | 113.5913 | china
zhengzhou xinli power co ltd | 200 | subcritical | retired | 1995 | 2019 | N/A | 34.7664 | 113.5913 | china
zhengzhou xinli power co ltd | 200 | subcritical | retired | 2006 | 2019 | N/A | 34.7664 | 113.5913 | china
zhengzhou xinli power co ltd | 200 | subcritical | retired | 2006 | 2019 | N/A | 34.7664 | 113.5913 | china
zhengzhou yuneng thermal power co ltd | 660 | ultra-supercritical | operating | 2019 | N/A | N/A | 34.7016 | 113.4959 | china
zhengzhou yuneng thermal power co ltd | 660 | ultra-supercritical | operating | 2019 | N/A | N/A | 34.7016 | 113.4959 | china
zhengzhou zhengdong new district thermal power co ltd | 200 | subcritical | retired | 2007 | 2020 | N/A | 34.7523 | 113.8529 | china
zhengzhou zhengdong new district thermal power co ltd | 200 | subcritical | retired | 2007 | 2020 | N/A | 34.7523 | 113.8529 | china
sinopec ningbo zhenhai refining & chemical co ltd | 50 | unknown | operating | 2003 | N/A | N/A | 29.9892 | 121.6568 | china
sinopec ningbo zhenhai refining & chemical co ltd | 50 | unknown | operating | 2003 | N/A | N/A | 29.9892 | 121.6568 | china
sinopec ningbo zhenhai refining & chemical co ltd | 50 | unknown | operating | 2010 | N/A | N/A | 29.9779 | 121.6867 | china
sinopec ningbo zhenhai refining & chemical co ltd | 50 | unknown | operating | 2010 | N/A | N/A | 29.9779 | 121.6867 | china
sinopec ningbo zhenhai refining & chemical co ltd | 50 | unknown | operating | 2010 | N/A | N/A | 29.9779 | 121.6867 | china
sinopec ningbo zhenhai refining & chemical co ltd | 50 | unknown | operating | 2010 | N/A | N/A | 29.9779 | 121.6867 | china
shanxi zhenxing group co ltd | 60 | unknown | retired | 2002 | 2018 | N/A | 35.7113 | 110.7219 | china
shanxi zhenxing group co ltd | 60 | unknown | retired | 2002 | 2018 | N/A | 35.7113 | 110.7219 | china
shanxi zhenxing group co ltd | 200 | unknown | cancelled | N/A | N/A | N/A | 35.7113 | 110.7219 | china
shanxi zhenxing group co ltd | 200 | unknown | cancelled | N/A | N/A | N/A | 35.7113 | 110.7219 | china
china resources power investment co ltd | 350 | CFB | permitted | N/A | N/A | N/A | 27.49 | 104.95 | china
china resources power investment co ltd | 350 | CFB | permitted | N/A | N/A | N/A | 27.49 | 104.95 | china
yunnan huadian zhenxiong power generation co ltd | 600 | supercritical | cancelled | N/A | N/A | N/A | 27.4928 | 104.9484 | china
yunnan huadian zhenxiong power generation co ltd | 600 | supercritical | cancelled | N/A | N/A | N/A | 27.4928 | 104.9484 | china
yunnan huadian zhenxiong power generation co ltd | 600 | supercritical | operating | 2011 | N/A | N/A | 27.4928 | 104.9484 | china
yunnan huadian zhenxiong power generation co ltd | 600 | supercritical | operating | 2012 | N/A | N/A | 27.4928 | 104.9484 | china
sinopec great wall energy & chemical (guizhou) co ltd | 350 | supercritical | shelved | N/A | N/A | N/A | 26.8927 | 105.7922 | china
sinopec great wall energy & chemical (guizhou) co ltd | 350 | supercritical | shelved | N/A | N/A | N/A | 26.8927 | 105.7922 | china
zhong an united coal chemical co ltd | 350 | supercritical | shelved | N/A | N/A | N/A | 32.7026 | 116.8764 | china
zhong an united coal chemical co ltd | 350 | supercritical | shelved | N/A | N/A | N/A | 32.7026 | 116.8764 | china
zhong an united coal chemical co ltd | 50 | subcritical | operating | 2019 | N/A | N/A | 32.7026 | 116.8764 | china
zhong an united coal chemical co ltd | 50 | subcritical | operating | 2019 | N/A | N/A | 32.7026 | 116.8764 | china
zhong an united coal chemical co ltd | 50 | subcritical | operating | 2019 | N/A | N/A | 32.7026 | 116.8764 | china
zhongke(guangdong)refinery and petrochemical co ltd | 100 | unknown | operating | 2020 | N/A | N/A | 21.052 | 110.4565 | china
zhongke(guangdong)refinery and petrochemical co ltd | 100 | unknown | operating | 2020 | N/A | N/A | 21.052 | 110.4565 | china
zhongke(guangdong)refinery and petrochemical co ltd | 100 | unknown | operating | 2020 | N/A | N/A | 21.052 | 110.4565 | china
jiangsu zhongneng polysilicon technology development co ltd | 600 | unknown | cancelled | N/A | N/A | N/A | 42.8 | 113.8 | china
jiangsu zhongneng polysilicon technology development co ltd | 600 | unknown | cancelled | N/A | N/A | N/A | 42.8 | 113.8 | china
jiangsu zhongneng polysilicon technology development co ltd | 350 | supercritical | operating | 2015 | N/A | N/A | 34.3058 | 117.306 | china
shanxi chinalco china resources co ltd | 660 | ultra-supercritical | cancelled | N/A | N/A | N/A | 38.6294 | 110.9817 | china
shanxi chinalco china resources co ltd | 660 | ultra-supercritical | cancelled | N/A | N/A | N/A | 38.6294 | 110.9817 | china
xinjiang zhongtai chemical tuokexun neng hua co ltd | 300 | unknown | cancelled | N/A | N/A | N/A | 42.737 | 88.645 | china
xinjiang zhongtai chemical tuokexun neng hua co ltd | 300 | unknown | cancelled | N/A | N/A | N/A | 42.737 | 88.645 | china
xinjiang zhongtai chemical tuokexun neng hua co ltd | 330 | subcritical | operating | 2015 | N/A | N/A | 42.737 | 88.645 | china
xinjiang zhongtai chemical tuokexun neng hua co ltd | 330 | subcritical | operating | 2015 | N/A | N/A | 42.737 | 88.645 | china
zhongtian hechuang energy co ltd | 135 | subcritical | operating | 2016 | N/A | N/A | 39.0858 | 109.4739 | china
zhongtian hechuang energy co ltd | 135 | subcritical | operating | 2016 | N/A | N/A | 39.0858 | 109.4739 | china
zhongtian hechuang energy co ltd | 30 | subcritical | operating | 2016 | N/A | N/A | 39.0858 | 109.4739 | china
guoneng zhongwei thermal power co ltd | 660 | unknown | construction | 2025 | N/A | N/A | 37.6226 | 105.2352 | china
guoneng zhongwei thermal power co ltd | 660 | unknown | construction | N/A | N/A | N/A | 37.6226 | 105.2352 | china
guoneng zhongwei thermal power co ltd | 660 | unknown | construction | N/A | N/A | N/A | 37.6226 | 105.2352 | china
guoneng zhongwei thermal power co ltd | 660 | unknown | construction | N/A | N/A | N/A | 37.6226 | 105.2352 | china
guoneng zhongwei thermal power co ltd | 350 | supercritical | operating | 2016 | N/A | N/A | 37.6226 | 105.2352 | china
guoneng zhongwei thermal power co ltd | 350 | supercritical | operating | 2016 | N/A | N/A | 37.6226 | 105.2352 | china
zhongxin electric power group co ltd | 660 | ultra-supercritical | announced | N/A | N/A | N/A | 44.3475 | 85.9715 | china
zhongxin electric power group co ltd | 660 | ultra-supercritical | announced | N/A | N/A | N/A | 44.3475 | 85.9715 | china
zhongxing power dongping power generation co., ltd. co ltd | 1000 | ultra-supercritical | pre-permit | N/A | N/A | N/A | 35.924 | 116.5406 | china
zhongxing power dongping power generation co., ltd. co ltd | 1000 | ultra-supercritical | pre-permit | N/A | N/A | N/A | 35.924 | 116.5406 | china
zhongxing power penglai power generation co ltd | 1000 | ultra-supercritical | construction | 2024 | N/A | N/A | 37.7732 | 120.6119 | china
zhongxing power penglai power generation co ltd | 1000 | ultra-supercritical | construction | 2024 | N/A | N/A | 37.7732 | 120.6119 | china
jinneng group co ltd | 350 | supercritical | construction | N/A | N/A | N/A | 37.2715 | 111.3945 | china
jinneng group co ltd | 350 | supercritical | construction | N/A | N/A | N/A | 37.2715 | 111.3945 | china
shanying paper (suzhou) co ltd | 40 | CFB | shelved | N/A | N/A | N/A | 33.6855 | 117.2905 | china
shanying paper (suzhou) co ltd | 40 | CFB | shelved | N/A | N/A | N/A | 33.6855 | 117.2905 | china
shanying paper (suzhou) co ltd | 40 | CFB | shelved | N/A | N/A | N/A | 33.6855 | 117.2905 | china
shanying paper (suzhou) co ltd | 40 | CFB | shelved | N/A | N/A | N/A | 33.6855 | 117.2905 | china
shanxi zhongyang iron & steel co ltd | 135 | subcritical | operating | 2007 | N/A | 2020 | 37.4615 | 111.112 | china
shanxi zhongyang iron & steel co ltd | 135 | subcritical | operating | 2007 | N/A | 2020 | 37.4615 | 111.112 | china
shanxi zhongyang iron & steel co ltd | 135 | subcritical | operating | 2007 | N/A | 2020 | 37.4615 | 111.112 | china
zhengzhou zongyue electricity co ltd | 55 | subcritical | retired | 1995 | 2007 | N/A | 34.3807 | 113.1358 | china
zhengzhou zongyue electricity co ltd | 55 | subcritical | retired | 1995 | 2007 | N/A | 34.3807 | 113.1358 | china
zhoukou longda power computer co ltd | 135 | subcritical | retired | 2003 | 2016 | N/A | 33.6135 | 114.5992 | china
zhoukou longda power computer co ltd | 135 | subcritical | retired | 2003 | 2016 | N/A | 33.6135 | 114.5992 | china
zhoukou longda power computer co ltd | 660 | ultra-supercritical | operating | 2017 | N/A | N/A | 33.5635 | 114.5342 | china
zhoukou longda power computer co ltd | 660 | ultra-supercritical | operating | 2018 | N/A | N/A | 33.5635 | 114.5342 | china
zhejiang petroleum & chemical co ltd | 45 | unknown | operating | 2021 | N/A | N/A | 30.326 | 121.9583 | china
zhejiang petroleum & chemical co ltd | 45 | unknown | operating | 2021 | N/A | N/A | 30.326 | 121.9583 | china
zhejiang petroleum & chemical co ltd | 60 | unknown | operating | 2021 | N/A | N/A | 30.326 | 121.9583 | china
zhejiang petroleum & chemical co ltd | 60 | unknown | operating | 2021 | N/A | N/A | 30.326 | 121.9583 | china
gd power dalian zhuanghe power generation co ltd | 1000 | ultra-supercritical | cancelled | N/A | N/A | N/A | 39.6759 | 123.2062 | china
gd power dalian zhuanghe power generation co ltd | 1000 | ultra-supercritical | cancelled | N/A | N/A | N/A | 39.6759 | 123.2062 | china
gd power dalian zhuanghe power generation co ltd | 600 | supercritical | operating | 2007 | N/A | N/A | 39.6759 | 123.2062 | china
gd power dalian zhuanghe power generation co ltd | 600 | supercritical | operating | 2007 | N/A | N/A | 39.6759 | 123.2062 | china
china resources power (zhuhai) smart energy co ltd | 350 | unknown | cancelled | N/A | N/A | N/A | 22.1438 | 113.1382 | china
china resources power (zhuhai) smart energy co ltd | 350 | unknown | cancelled | N/A | N/A | N/A | 22.1438 | 113.1382 | china
zhuhai special economic zone guangzhu power generation co ltd | 700 | subcritical | operating | 2000 | N/A | N/A | 21.9669 | 113.1807 | china
zhuhai special economic zone guangzhu power generation co ltd | 700 | subcritical | operating | 2001 | N/A | N/A | 21.9669 | 113.1807 | china
guoneng zhumadian thermal power co ltd | 330 | subcritical | operating | 2011 | N/A | N/A | 33.0419 | 114.0536 | china
guoneng zhumadian thermal power co ltd | 330 | subcritical | operating | 2011 | N/A | N/A | 33.0419 | 114.0536 | china
zhundai no.2 thermal power branch of inner mongolia energy group co ltd | 1000 | ultra-supercritical | construction | 2025 | N/A | N/A | 39.7849 | 111.1593 | china
zhundai no.2 thermal power branch of inner mongolia energy group co ltd | 1000 | ultra-supercritical | construction | 2025 | N/A | N/A | 39.7849 | 111.1593 | china
inner mongolia energy power generation zhundai power generation co ltd | 300 | subcritical | operating | 2006 | N/A | N/A | 39.7849 | 111.1593 | china
inner mongolia energy power generation zhundai power generation co ltd | 300 | subcritical | operating | 2006 | N/A | N/A | 39.7849 | 111.1593 | china
north united power corp | 2000 | unknown | cancelled | N/A | N/A | N/A | 39.721 | 111.275 | china
inner mongolia guohua zhungeer power generation co ltd | 330 | subcritical | operating | 2002 | N/A | N/A | 39.8543 | 111.2559 | china
inner mongolia guohua zhungeer power generation co ltd | 330 | subcritical | operating | 2002 | N/A | N/A | 39.8543 | 111.2559 | china
inner mongolia guohua zhungeer power generation co ltd | 330 | subcritical | operating | 2007 | N/A | N/A | 39.8543 | 111.2559 | china
inner mongolia guohua zhungeer power generation co ltd | 330 | subcritical | operating | 2007 | N/A | N/A | 39.8543 | 111.2559 | china
inner mongolia guohua zhungeer power generation co ltd | 125 | subcritical | retired | 1992 | 2013 | N/A | 39.8543 | 111.2559 | china
inner mongolia guohua zhungeer power generation co ltd | 125 | subcritical | retired | 1993 | 2013 | N/A | 39.8543 | 111.2559 | china
china huadian corp ltd | 660 | ultra-supercritical | cancelled | N/A | N/A | N/A | 40.0164 | 111.3708 | china
china huadian corp ltd | 660 | ultra-supercritical | cancelled | N/A | N/A | N/A | 40.0164 | 111.3708 | china
north weijiamao coal power co ltd | 660 | unknown | cancelled | N/A | N/A | N/A | 39.575 | 111.361 | china
north weijiamao coal power co ltd | 660 | unknown | cancelled | N/A | N/A | N/A | 39.575 | 111.361 | china
north weijiamao coal power co ltd | 660 | supercritical | operating | 2017 | N/A | N/A | 39.5587 | 111.3684 | china
north weijiamao coal power co ltd | 660 | supercritical | operating | 2017 | N/A | N/A | 39.5587 | 111.3684 | china
inner mongolia huaxia zhujiaping electric power co ltd | 660 | ultra-supercritical | operating | 2021 | N/A | N/A | 39.6052 | 111.3697 | china
inner mongolia huaxia zhujiaping electric power co ltd | 660 | ultra-supercritical | operating | 2021 | N/A | N/A | 39.6052 | 111.3697 | china
hebei zhuozhou jingyuan thermal power co ltd | 350 | supercritical | operating | 2017 | N/A | N/A | 39.5633 | 115.9992 | china
hebei zhuozhou jingyuan thermal power co ltd | 350 | supercritical | operating | 2018 | N/A | N/A | 39.5633 | 115.9992 | china
hebei zhuozhou jingyuan thermal power co ltd | 1000 | ultra-supercritical | permitted | 2026 | N/A | N/A | 39.5633 | 115.9992 | china
hebei zhuozhou jingyuan thermal power co ltd | 1000 | ultra-supercritical | permitted | 2026 | N/A | N/A | 39.5633 | 115.9992 | china
inner mongolia huayi zhuozi thermal power co ltd | 200 | subcritical | operating | 2005 | N/A | N/A | 40.9227 | 112.64 | china
inner mongolia huayi zhuozi thermal power co ltd | 200 | subcritical | operating | 2006 | N/A | N/A | 40.9227 | 112.64 | china
inner mongolia huayi zhuozi thermal power co ltd | 200 | subcritical | operating | 2006 | N/A | N/A | 40.9227 | 112.64 | china
inner mongolia huayi zhuozi thermal power co ltd | 200 | subcritical | operating | 2007 | N/A | N/A | 40.9227 | 112.64 | china
zibo dongyue new energy co ltd | 50 | unknown | pre-permit | 2025 | N/A | N/A | 36.5927 | 118.1408 | china
zibo dongyue new energy co ltd | 50 | unknown | pre-permit | 2025 | N/A | N/A | 36.5927 | 118.1408 | china
zibo dongyue new energy co ltd | 50 | unknown | pre-permit | 2025 | N/A | N/A | 36.5927 | 118.1408 | china
shandong zibo fushan thermal power co ltd | 50 | unknown | operating | 2009 | N/A | N/A | 36.8861 | 118.1355 | china
shandong hongqiao thermal power co ltd | 30 | CFB | pre-permit | N/A | N/A | N/A | 37.1785 | 117.8701 | china
zibo hongda thermoelectricity co ltd | 50 | subcritical | retired | 2004 | 2023 | N/A | 36.7833 | 118.05 | china
zibo hongda thermoelectricity co ltd | 50 | subcritical | retired | 2004 | 2023 | N/A | 36.7833 | 118.05 | china
zibo hongda thermoelectricity co ltd | 50 | subcritical | retired | 2004 | 2023 | N/A | 36.7833 | 118.05 | china
zibo hongda thermoelectricity co ltd | 70 | CFB | pre-permit | N/A | N/A | N/A | 36.7833 | 118.05 | china
zibo qilin guihe thermoelectricity co ltd | 50 | unknown | operating | N/A | N/A | 2021 | 37.0074 | 118.0804 | china
zibo qilin guihe thermoelectricity co ltd | 30 | unknown | operating | N/A | N/A | 2021 | 37.0074 | 118.0804 | china
zibo qixiang tengda chemical co ltd | 30 | unknown | operating | N/A | N/A | N/A | 36.7442 | 118.1534 | china
zibo qixiang tengda chemical co ltd | 30 | unknown | operating | N/A | N/A | N/A | 36.7442 | 118.1534 | china
zibo xinsheng thermal power co ltd | 50 | CFB | announced | N/A | N/A | N/A | 36.6532 | 117.9396 | china
shandong zibo ruiguang cogen co ltd | 50 | CFB | pre-permit | 2025 | N/A | N/A | 36.8386 | 117.8464 | china
to be determined | 350 | unknown | cancelled | N/A | N/A | N/A | 37.142 | 109.675 | china
to be determined | 350 | unknown | cancelled | N/A | N/A | N/A | 37.142 | 109.675 | china
zouping qixing development zone thermal power co ltd | 50 | unknown | retired | N/A | 2019 | N/A | 36.8998 | 117.7382 | china
zouping qixing development zone thermal power co ltd | 60 | unknown | retired | N/A | 2019 | N/A | 36.8998 | 117.7382 | china
zouping qixing development zone thermal power co ltd | 60 | unknown | retired | N/A | 2020 | N/A | 36.8998 | 117.7382 | china
zouping qixing development zone thermal power co ltd | 60 | unknown | retired | N/A | 2020 | N/A | 36.8998 | 117.7382 | china
zouping qixing development zone thermal power co ltd | 60 | unknown | retired | N/A | 2020 | N/A | 36.8998 | 117.7382 | china
zouping qixing development zone thermal power co ltd | 150 | unknown | retired | N/A | 2020 | N/A | 36.8998 | 117.7382 | china
zouxian power plant of huadian international power co ltd | 335 | subcritical | operating | 1985 | N/A | N/A | 35.3256 | 116.9261 | china
zouxian power plant of huadian international power co ltd | 335 | subcritical | operating | 1986 | N/A | N/A | 35.3256 | 116.9261 | china
zouxian power plant of huadian international power co ltd | 335 | subcritical | operating | 1988 | N/A | N/A | 35.3256 | 116.9261 | china
zouxian power plant of huadian international power co ltd | 335 | subcritical | operating | 1989 | N/A | N/A | 35.3256 | 116.9261 | china
zouxian power plant of huadian international power co ltd | 635 | subcritical | operating | 1997 | N/A | N/A | 35.3256 | 116.9261 | china
zouxian power plant of huadian international power co ltd | 635 | subcritical | operating | 1997 | N/A | N/A | 35.3256 | 116.9261 | china
huadian zouxian power generation co ltd | 1000 | ultra-supercritical | operating | 2006 | N/A | N/A | 35.3256 | 116.9261 | china
huadian zouxian power generation co ltd | 1030 | ultra-supercritical | operating | 2007 | N/A | N/A | 35.3256 | 116.9261 | china
zunhua energy development co | 50 | subcritical | retired | 2001 | 2016 | N/A | 40.202 | 117.9209 | china
zunhua energy development co | 50 | subcritical | retired | 2001 | 2016 | N/A | 40.202 | 117.9209 | china
construction investment zunhua thermal power co ltd | 350 | supercritical | operating | 2019 | N/A | N/A | 40.0765 | 117.9789 | china
construction investment zunhua thermal power co ltd | 350 | supercritical | operating | 2019 | N/A | N/A | 40.0765 | 117.9789 | china
guizhou huadian zunyi power generation co ltd | 125 | subcritical | retired | 1991 | 2010 | N/A | 27.671 | 106.9087 | china
guizhou huadian zunyi power generation co ltd | 125 | subcritical | retired | 1992 | 2010 | N/A | 27.671 | 106.9087 | china
huaneng zuoquan coal&power co ltd | 631 | ultra-supercritical | operating | 2011 | N/A | N/A | 37.0689 | 113.3526 | china
huaneng zuoquan coal&power co ltd | 631 | ultra-supercritical | operating | 2012 | N/A | N/A | 37.0689 | 113.3526 | china
gecelca sa esp | 164 | subcritical | operating | 2015 | N/A | N/A | 7.9911 | -75.5946 | colombia
gecelca sa esp | 273 | subcritical | operating | 2018 | N/A | N/A | 7.9911 | -75.5946 | colombia
compañia minera san jose | 300 | unknown | cancelled | N/A | N/A | N/A | 5.0694 | -74.5981 | colombia
empresas públicas de medellín esp | 350 | CFB | cancelled | N/A | N/A | N/A | 9.6742 | -73.6711 | colombia
sloane energy ltd | 375 | ultra-supercritical | shelved | 2023 | N/A | N/A | 9.6576 | -73.74 | colombia
sloane energy ltd | 375 | ultra-supercritical | shelved | 2023 | N/A | N/A | 9.6576 | -73.74 | colombia
sloane energy ltd | 375 | ultra-supercritical | shelved | 2023 | N/A | N/A | 9.6576 | -73.74 | colombia
sator sas | 460 | unknown | cancelled | 2024 | N/A | N/A | 7.8454 | -75.6773 | colombia
gecelca sa esp | 145 | subcritical | operating | 1983 | N/A | 2037 | 11.2622 | -73.4156 | colombia
gecelca sa esp | 145 | subcritical | operating | 1987 | N/A | 2037 | 11.2622 | -73.4156 | colombia
empresa de energía de boyacá esp | 39 | subcritical | operating | 1963 | N/A | 2035 | 5.7682 | -73.1472 | colombia
empresa de energía de boyacá esp | 72 | subcritical | operating | 1975 | N/A | 2035 | 5.7682 | -73.1472 | colombia
empresa de energía de boyacá esp | 74 | subcritical | operating | 1982 | N/A | 2035 | 5.7682 | -73.1472 | colombia
empresa de energía de boyacá esp | 165 | subcritical | operating | 1999 | N/A | 2035 | 5.7682 | -73.1472 | colombia
empresa de energía de boyacá esp | 150 | CFB | cancelled | N/A | N/A | N/A | 5.7682 | -73.1472 | colombia
termotasajero sa esp | 163 | subcritical | operating | 1985 | N/A | N/A | 7.8473 | -72.6328 | colombia
termotasajero sa esp | 170 | subcritical | operating | 2016 | N/A | N/A | 7.8473 | -72.6328 | colombia
termotasajero sa esp | 200 | subcritical | cancelled | N/A | N/A | N/A | 7.8473 | -72.6328 | colombia
termotasajero sa esp | 250 | subcritical | cancelled | N/A | N/A | N/A | 7.8473 | -72.6328 | colombia
enel colombia sa esp | 38 | subcritical | operating | 1964 | N/A | 2027 | 4.9708 | -73.9473 | colombia
enel colombia sa esp | 66 | subcritical | operating | 1976 | N/A | 2027 | 4.9708 | -73.9473 | colombia
enel colombia sa esp | 66 | subcritical | operating | 1981 | N/A | 2027 | 4.9708 | -73.9473 | colombia
enel colombia sa esp | 66 | subcritical | operating | 1992 | N/A | 2027 | 4.9708 | -73.9473 | colombia
broto ipp | 350 | ultra-supercritical | cancelled | N/A | N/A | N/A | 4.7694 | -6.5799 | côte d'ivoire
broto ipp | 350 | ultra-supercritical | cancelled | N/A | N/A | N/A | 4.7694 | -6.5799 | côte d'ivoire
luka ploce energija doo | 800 | unknown | cancelled | 2015 | N/A | N/A | 43.05 | 17.4333 | croatia
hep-proizvodnja doo | 125 | subcritical | mothballed | 1969 | N/A | N/A | 45.1368 | 14.1627 | croatia
te plomin doo | 217 | subcritical | operating | 2000 | N/A | N/A | 45.1368 | 14.1627 | croatia
hep-proizvodnja doo | 500 | ultra-supercritical | cancelled | 2016 | N/A | N/A | 45.1364 | 14.165 | croatia
sev.en energy ag | 205 | subcritical | operating | 1977 | N/A | N/A | 50.0281 | 15.4505 | czech republic
sev.en energy ag | 205 | subcritical | operating | 1978 | N/A | N/A | 50.0281 | 15.4505 | czech republic
sev.en energy ag | 205 | subcritical | operating | 1978 | N/A | N/A | 50.0281 | 15.4505 | czech republic
sev.en energy ag | 205 | subcritical | operating | 1978 | N/A | N/A | 50.0281 | 15.4505 | czech republic
cez as | 200 | subcritical | retired | 1975 | 2019 | N/A | 49.9072 | 18.4646 | czech republic
cez as | 200 | subcritical | operating | 1975 | N/A | 2026 | 49.9072 | 18.4646 | czech republic
cez as | 200 | subcritical | operating | 1976 | N/A | 2026 | 49.9072 | 18.4646 | czech republic
cez as | 200 | subcritical | operating | 1976 | N/A | 2026 | 49.9072 | 18.4646 | czech republic
cez as | 50 | subcritical | operating | 1957 | N/A | N/A | 48.8478 | 17.1201 | czech republic
cez as | 57 | subcritical | operating | 1957 | N/A | N/A | 48.8478 | 17.1201 | czech republic
veolia ceska republika as | 55 | subcritical | operating | 1970 | N/A | 2028 | 49.8235 | 18.4803 | czech republic
veolia ceska republika as | 70 | unknown | cancelled | 2022 | N/A | N/A | 49.8235 | 18.4803 | czech republic
sev.en energy ag | 135.3 | subcritical | operating | 2000 | N/A | N/A | 50.1535 | 14.1286 | czech republic
sev.en energy ag | 135.3 | subcritical | operating | 2000 | N/A | N/A | 50.1535 | 14.1286 | czech republic
sev.en energy ag | 135 | subcritical | operating | 2014 | N/A | N/A | 50.1535 | 14.1286 | czech republic
united energy as | 32 | subcritical | operating | 1964 | N/A | N/A | 50.5223 | 13.5721 | czech republic
united energy as | 35 | subcritical | operating | 1955 | N/A | N/A | 50.5223 | 13.5721 | czech republic
united energy as | 34 | subcritical | operating | 1958 | N/A | N/A | 50.5223 | 13.5721 | czech republic
united energy as | 32 | subcritical | operating | 1959 | N/A | N/A | 50.5223 | 13.5721 | czech republic
united energy as | 32 | subcritical | operating | 1951 | N/A | N/A | 50.5223 | 13.5721 | czech republic
united energy as | 32 | subcritical | operating | 1951 | N/A | N/A | 50.5223 | 13.5721 | czech republic
cez as | 110 | subcritical | retired | 1969 | 2020 | N/A | 50.5766 | 13.7798 | czech republic
cez as | 110 | subcritical | retired | 1969 | 2020 | N/A | 50.5766 | 13.7798 | czech republic
cez as | 110 | subcritical | operating | 1969 | N/A | N/A | 50.5766 | 13.7798 | czech republic
cez as | 660 | supercritical | operating | 2020 | N/A | N/A | 50.5766 | 13.7798 | czech republic
plzeňská teplárenská as | 55 | subcritical | operating | 1969 | N/A | N/A | 50.085 | 14.5253 | czech republic
plzeňská teplárenská as | 55 | subcritical | operating | 1969 | N/A | N/A | 50.085 | 14.5253 | czech republic
dalkia čr as | 30 | unknown | retired | 1970 | 2008 | N/A | 49.86 | 18.27 | czech republic
cez as | 60 | subcritical | operating | 1960 | N/A | N/A | 50.4131 | 14.4158 | czech republic
cez as | 60 | subcritical | operating | 1960 | N/A | N/A | 50.4131 | 14.4158 | czech republic
cez as | 60 | subcritical | operating | 1960 | N/A | N/A | 50.4131 | 14.4158 | czech republic
cez as | 60 | subcritical | operating | 1960 | N/A | N/A | 50.4131 | 14.4158 | czech republic
cez as | 110 | subcritical | retired | 1971 | 2020 | N/A | 50.4131 | 14.4158 | czech republic
cez as | 110 | subcritical | operating | 1971 | N/A | 2026 | 50.4131 | 14.4158 | czech republic
cez as | 500 | subcritical | retired | 1981 | 2021 | N/A | 50.4131 | 14.4158 | czech republic
cez as | 110 | unknown | cancelled | 2020 | N/A | N/A | 50.4131 | 14.4158 | czech republic
mondi štětí as | 32 | subcritical | operating | 1973 | N/A | N/A | 50.2711 | 12.2227 | czech republic
mondi štětí as | 32 | subcritical | operating | 1978 | N/A | N/A | 50.2711 | 12.2227 | czech republic
mondi štětí as | 30 | subcritical | operating | 2006 | N/A | N/A | 50.2711 | 12.2227 | czech republic
cz coal | 1200 | unknown | cancelled | 2010 | N/A | N/A | 50.503 | 13.6362 | czech republic
veolia ceska republika as | 50 | subcritical | operating | 1952 | N/A | 2028 | 49.5709 | 17.3041 | czech republic
elektrarny opatovice as | 60 | subcritical | operating | 1958 | N/A | N/A | 50.1228 | 15.7908 | czech republic
elektrarny opatovice as | 60 | subcritical | operating | 1958 | N/A | N/A | 50.1228 | 15.7908 | czech republic
elektrarny opatovice as | 60 | subcritical | operating | 1959 | N/A | N/A | 50.1228 | 15.7908 | czech republic
elektrarny opatovice as | 60 | subcritical | operating | 1959 | N/A | N/A | 50.1228 | 15.7908 | czech republic
elektrarny opatovice as | 60 | subcritical | operating | 1959 | N/A | N/A | 50.1228 | 15.7908 | czech republic
elektrarny opatovice as | 60 | subcritical | operating | 1959 | N/A | N/A | 50.1228 | 15.7908 | czech republic
c-energy bohemia sro | 46.5 | subcritical | retired | 1961 | 2021 | N/A | 49.3685 | 14.7021 | czech republic
plzeňská teplárenská as | 70 | subcritical | operating | 1982 | N/A | 2029 | 49.7543 | 13.3988 | czech republic
plzeňská teplárenská as | 67 | subcritical | operating | 1998 | N/A | 2029 | 49.7543 | 13.3988 | czech republic
plzeňská teplárenská as | 32 | subcritical | operating | 1960 | N/A | 2029 | 49.7395 | 13.3455 | czech republic
plzeňská teplárenská as | 33 | subcritical | operating | 1984 | N/A | 2029 | 49.7395 | 13.3455 | czech republic
sev.en energy ag | 200 | subcritical | operating | 1970 | N/A | N/A | 50.4267 | 13.6747 | czech republic
sev.en energy ag | 200 | subcritical | operating | 1971 | N/A | N/A | 50.4267 | 13.6747 | czech republic
sev.en energy ag | 200 | subcritical | operating | 1971 | N/A | N/A | 50.4267 | 13.6747 | czech republic
sev.en energy ag | 200 | subcritical | operating | 1977 | N/A | N/A | 50.4267 | 13.6747 | czech republic
sev.en energy ag | 200 | subcritical | operating | 1977 | N/A | N/A | 50.4267 | 13.6747 | czech republic
cez as | 55 | subcritical | operating | 1957 | N/A | N/A | 50.5728 | 15.964 | czech republic
cez as | 55 | subcritical | mothballed | 1957 | N/A | N/A | 50.5728 | 15.964 | czech republic
cez as | 55 | subcritical | operating | 1957 | N/A | N/A | 50.5728 | 15.964 | czech republic
veolia ceska republika as | 41 | subcritical | retired | 1966 | 2023 | N/A | 49.4451 | 17.4285 | czech republic
pribramská teplárenská as | 38 | subcritical | operating | 1996 | N/A | N/A | 49.696 | 14.003 | czech republic
cez as | 110 | subcritical | retired | 1968 | 2020 | N/A | 50.4151 | 13.256 | czech republic
cez as | 110 | subcritical | retired | 1968 | 2020 | N/A | 50.4151 | 13.256 | czech republic
cez as | 110 | subcritical | retired | 1968 | 2020 | N/A | 50.4151 | 13.256 | czech republic
cez as | 110 | subcritical | retired | 1968 | 2020 | N/A | 50.4151 | 13.256 | czech republic
cez as | 210 | subcritical | retired | 1982 | 2016 | N/A | 50.4151 | 13.256 | czech republic
cez as | 210 | subcritical | retired | 1982 | 2016 | N/A | 50.4151 | 13.256 | czech republic
cez as | 210 | subcritical | retired | 1980 | 2012 | N/A | 50.4151 | 13.256 | czech republic
cez as | 250 | subcritical | operating | 2016 | N/A | N/A | 50.418 | 13.259 | czech republic
cez as | 210 | subcritical | retired | 1982 | 2012 | N/A | 50.4151 | 13.256 | czech republic
cez as | 250 | subcritical | operating | 2016 | N/A | N/A | 50.418 | 13.259 | czech republic
cez as | 210 | subcritical | retired | 1982 | 2012 | N/A | 50.4151 | 13.256 | czech republic
cez as | 250 | subcritical | operating | 2016 | N/A | N/A | 50.418 | 13.259 | czech republic
sko-energo sro | 35 | subcritical | operating | 1999 | N/A | 2027 | 50.4125 | 14.9044 | czech republic
sko-energo sro | 35 | subcritical | operating | 1999 | N/A | 2027 | 50.4125 | 14.9044 | czech republic
sokolovská uhelná as | 57 | subcritical | operating | 1958 | N/A | N/A | 50.1494 | 12.6103 | czech republic
sokolovská uhelná as | 57 | subcritical | operating | 1958 | N/A | N/A | 50.1494 | 12.6103 | czech republic
sokolovská uhelná as | 57 | subcritical | operating | 1959 | N/A | N/A | 50.1494 | 12.6103 | czech republic
sokolovská uhelná as | 105 | subcritical | operating | 1961 | N/A | N/A | 50.1494 | 12.6103 | czech republic
veolia ceska republika as | 72 | subcritical | operating | 1998 | N/A | N/A | 49.8319 | 18.2113 | czech republic
veolia ceska republika as | 72 | subcritical | operating | 2004 | N/A | N/A | 49.8319 | 18.2113 | czech republic
veolia ceska republika as | 33 | subcritical | operating | 1964 | N/A | N/A | 49.8319 | 18.2113 | czech republic
energetika trinec as | 32 | subcritical | operating | 1974 | N/A | N/A | 49.6778 | 18.6728 | czech republic
cez as | 200 | subcritical | operating | 1974 | N/A | N/A | 50.3819 | 13.34 | czech republic
cez as | 200 | subcritical | operating | 1974 | N/A | N/A | 50.3819 | 13.34 | czech republic
cez as | 200 | subcritical | operating | 1974 | N/A | N/A | 50.3819 | 13.34 | czech republic
cez as | 200 | subcritical | operating | 1974 | N/A | N/A | 50.3819 | 13.34 | czech republic
sokolovská uhelná as | 200 | subcritical | retired | 1995 | 2020 | N/A | 50.2558 | 12.6959 | czech republic
sokolovská uhelná as | 200 | subcritical | retired | 1996 | 2020 | N/A | 50.2558 | 12.6959 | czech republic
teplárna zlín sro | 30 | subcritical | operating | 2001 | N/A | N/A | 49.225 | 17.654 | czech republic
hofor a/s | 70 | subcritical | retired | 1971 | 2004 | N/A | 55.6868 | 12.6277 | denmark
hofor a/s | 91 | subcritical | retired | 1972 | 2010 | N/A | 55.6868 | 12.6277 | denmark
hofor a/s | 263 | subcritical | retired | 1989 | 2020 | N/A | 55.6868 | 12.6277 | denmark
ørsted a/s | 147 | subcritical | retired | 1962 | 2019 | N/A | 55.6615 | 11.0809 | denmark
ørsted a/s | 262 | subcritical | retired | 1967 | 2002 | N/A | 55.6615 | 11.0809 | denmark
ørsted a/s | 270 | subcritical | retired | 1967 | 2019 | N/A | 55.6615 | 11.0809 | denmark
ørsted a/s | 640 | subcritical | retired | 1981 | 2019 | N/A | 55.6615 | 11.0809 | denmark
ørsted a/s | 263 | supercritical | retired | 1990 | 2016 | N/A | 55.6022 | 12.4791 | denmark
ørsted a/s | 407 | supercritical | retired | 1992 | 2024 | N/A | 55.4547 | 8.4552 | denmark
fjernvarme fyn a/s | 235 | unknown | retired | 1974 | 2010 | N/A | 55.4294 | 10.4102 | denmark
fjernvarme fyn a/s | 362 | unknown | retired | 1991 | 2024 | N/A | 55.4294 | 10.4102 | denmark
aalborg forsyning a/s | 305 | subcritical | retired | 1977 | 2014 | N/A | 57.0737 | 10.0408 | denmark
aalborg forsyning a/s | 411 | ultra-supercritical | operating | 1998 | N/A | 2028 | 57.0737 | 10.0408 | denmark
ostkraft holding a/s | 108 | unknown | retired | 1995 | 2016 | N/A | 55.1 | 14.7 | denmark
verdo holding a/s | 52 | unknown | retired | 1982 | 2009 | N/A | 56.4579 | 10.0466 | denmark
ørsted a/s | 143 | subcritical | retired | 1966 | 2009 | N/A | 55.2077 | 11.2521 | denmark
ørsted a/s | 266 | subcritical | retired | 1970 | 2012 | N/A | 55.2077 | 11.2521 | denmark
ørsted a/s | 380 | supercritical | retired | 1984 | 2016 | N/A | 56.2502 | 10.3449 | denmark
ørsted a/s | 380 | supercritical | retired | 1985 | 2024 | N/A | 56.2502 | 10.3449 | denmark
to be determined | 50 | CFB | cancelled | N/A | N/A | N/A | 11.5 | 43 | djibouti
to be determined | 50 | CFB | cancelled | N/A | N/A | N/A | 11.5 | 43 | djibouti
to be determined | 50 | CFB | cancelled | N/A | N/A | N/A | 11.5 | 43 | djibouti
empresa generadora de electricidad haina sa | 52 | subcritical | operating | 2001 | N/A | N/A | 18.2211 | -71.0867 | dominican republic
empresa generadora de electricidad itabo sa | 128 | subcritical | operating | 1984 | N/A | N/A | 18.4058 | -70.0272 | dominican republic
empresa generadora de electricidad itabo sa | 132 | subcritical | operating | 1988 | N/A | N/A | 18.4058 | -70.0272 | dominican republic
empresa generadora de electricidad itabo sa | 300 | subcritical | cancelled | N/A | N/A | N/A | 18.4058 | -70.0272 | dominican republic
corporación dominicana de empresas eléctricas estatales | 1500 | unknown | cancelled | N/A | N/A | N/A | 19.7069 | -71.7431 | dominican republic
ede punta catalina | 376 | subcritical | operating | 2019 | N/A | N/A | 18.2326 | -70.2377 | dominican republic
ede punta catalina | 376 | subcritical | operating | 2020 | N/A | N/A | 18.2326 | -70.2377 | dominican republic
empresa generadora de electricidad haina sa | 120 | CFB | cancelled | N/A | N/A | N/A | 18.4242 | -70.0206 | dominican republic
empresa generadora de electricidad haina sa | 120 | CFB | cancelled | N/A | N/A | N/A | 18.4242 | -70.0206 | dominican republic
gecamines sa | 500 | subcritical | shelved | N/A | N/A | N/A | -11.1333 | 27.1 | dr congo
al nowais investments llc | 660 | unknown | cancelled | N/A | N/A | N/A | 29.9667 | 32.55 | egypt
al nowais investments llc | 660 | unknown | cancelled | N/A | N/A | N/A | 29.9667 | 32.55 | egypt
al nowais investments llc | 660 | unknown | cancelled | N/A | N/A | N/A | 29.9667 | 32.55 | egypt
al nowais investments llc | 660 | unknown | cancelled | N/A | N/A | N/A | 29.9667 | 32.55 | egypt
egyptian electricity holding co | 1100 | ultra-supercritical | cancelled | N/A | N/A | N/A | 26.25 | 34.2 | egypt
egyptian electricity holding co | 1100 | ultra-supercritical | cancelled | N/A | N/A | N/A | 26.25 | 34.2 | egypt
egyptian electricity holding co | 1100 | ultra-supercritical | cancelled | N/A | N/A | N/A | 26.25 | 34.2 | egypt
egyptian electricity holding co | 1100 | ultra-supercritical | cancelled | N/A | N/A | N/A | 26.25 | 34.2 | egypt
egyptian electricity holding co | 1100 | ultra-supercritical | cancelled | N/A | N/A | N/A | 26.25 | 34.2 | egypt
egyptian electricity holding co | 1100 | ultra-supercritical | cancelled | N/A | N/A | N/A | 26.25 | 34.2 | egypt
to be determined | 1000 | ultra-supercritical | cancelled | N/A | N/A | N/A | 31.35 | 27.2333 | egypt
to be determined | 1000 | ultra-supercritical | cancelled | N/A | N/A | N/A | 31.35 | 27.2333 | egypt
to be determined | 1000 | ultra-supercritical | cancelled | N/A | N/A | N/A | 31.35 | 27.2333 | egypt
to be determined | 1000 | ultra-supercritical | cancelled | N/A | N/A | N/A | 31.35 | 27.2333 | egypt
egyptian electricity holding co | 1000 | unknown | cancelled | N/A | N/A | N/A | 26.7333 | 33.9333 | egypt
egyptian electricity holding co | 1000 | unknown | cancelled | N/A | N/A | N/A | 26.7333 | 33.9333 | egypt
aes el salvador sa de cv | 220 | subcritical | cancelled | N/A | N/A | N/A | 13.3369 | -87.8439 | el salvador
nejapa power company llc | 150 | unknown | cancelled | N/A | N/A | N/A | 13.59 | -89.8336 | el salvador
korea electric power corp | 200 | unknown | cancelled | N/A | N/A | N/A | -26.3167 | 31.133 | eswatini
lubhuku power generation company pty ltd | 100 | subcritical | pre-permit | 2026 | N/A | N/A | -26.4276 | 31.8049 | eswatini
lubhuku power generation company pty ltd | 100 | subcritical | pre-permit | 2026 | N/A | N/A | -26.4276 | 31.8049 | eswatini
lubhuku power generation company pty ltd | 100 | subcritical | pre-permit | 2026 | N/A | N/A | -26.4276 | 31.8049 | eswatini
swaziland electricity | 1000 | subcritical | cancelled | N/A | N/A | N/A | -26.3167 | 31.133 | eswatini
canham mining international ltd | 250 | subcritical | cancelled | N/A | N/A | N/A | -26.412 | 31.78 | eswatini
canham mining international ltd | 250 | subcritical | cancelled | N/A | N/A | N/A | -26.412 | 31.78 | eswatini
south ocean holdings ltd | 200 | subcritical | cancelled | N/A | N/A | N/A | -26.3167 | 31.133 | eswatini
south ocean holdings ltd | 200 | subcritical | cancelled | N/A | N/A | N/A | -26.3167 | 31.133 | eswatini
to be determined | 90 | unknown | shelved | N/A | N/A | N/A | 8.3788 | 35.9301 | ethiopia
helen oy | 114 | subcritical | retired | 1974 | 2023 | N/A | 60.1837 | 24.9716 | finland
helen oy | 114 | subcritical | retired | 1977 | 2023 | N/A | 60.1837 | 24.9716 | finland
stora enso oyj | 39.2 | subcritical | operating | 1984 | N/A | N/A | 61.2 | 26.0333 | finland
fortum oyj | 250 | unknown | retired | 1974 | 2014 | N/A | 60.0175 | 23.9126 | finland
fortum oyj | 250 | unknown | retired | 1975 | 2014 | N/A | 60.0175 | 23.9126 | finland
fortum oyj | 250 | unknown | retired | 1978 | 2014 | N/A | 60.0175 | 23.9126 | finland
fortum oyj | 250 | unknown | retired | 1978 | 2014 | N/A | 60.0175 | 23.9126 | finland
pohjolan voima oyj | 242 | subcritical | retired | 1983 | 2017 | N/A | 62.2549 | 21.3265 | finland
lahti energia oy | 138 | subcritical | retired | 1982 | 2019 | N/A | 60.9932 | 25.7193 | finland
turku energia ab | 35 | unknown | retired | 1960 | 2003 | N/A | 60.4394 | 22.2379 | finland
mäntän energia oy | 65 | unknown | retired | 1958 | 2020 | N/A | 62.0271 | 24.6341 | finland
vantaan energia oy | 80 | subcritical | operating | 1980 | N/A | 2029 | 60.2833 | 24.8364 | finland
fortum oyj | 614 | supercritical | operating | 1994 | N/A | 2026 | 61.6322 | 21.4047 | finland
pohjolan voima oyj | 80 | subcritical | retired | 1966 | 2013 | N/A | 60.4347 | 26.9124 | finland
turun seudun energiantuotanto oy | 116 | subcritical | retired | 1960 | 2020 | N/A | 60.451 | 22.0517 | finland
turun seudun energiantuotanto oy | 125 | subcritical | retired | 1964 | 2020 | N/A | 60.451 | 22.0517 | finland
turun seudun energiantuotanto oy | 125 | subcritical | mothballed | 1972 | N/A | 2024 | 60.451 | 22.0517 | finland
turun seudun energiantuotanto oy | 145 | unknown | cancelled | N/A | N/A | N/A | 60.451 | 22.0517 | finland
upm-kymmene oyj | 78 | subcritical | retired | 1989 | 2006 | N/A | 61.118 | 21.478 | finland
helen oy | 177 | subcritical | operating | 1984 | N/A | 2025 | 60.1654 | 24.9045 | finland
fortum power and heat oy | 90 | subcritical | retired | 1977 | 2020 | N/A | 60.1491 | 24.7184 | finland
fortum power and heat oy | 80 | subcritical | retired | 1986 | 2024 | N/A | 60.1491 | 24.7184 | finland
fingrid oyj | 225 | subcritical | retired | 1976 | 2017 | N/A | 61.6319 | 21.4069 | finland
vaasan voima oy | 250 | subcritical | operating | 1981 | N/A | 2029 | 63.0915 | 21.5522 | finland
helen oy | 240 | unknown | cancelled | 2015 | N/A | N/A | 60.2203 | 25.1697 | finland
electricité de france sa | 250 | unknown | retired | 1969 | 2006 | N/A | 43.92 | 2.14 | france
electricité de france sa | 250 | subcritical | retired | 1963 | 2000 | N/A | 48.8691 | 6.08 | france
electricité de france sa | 250 | subcritical | retired | 1966 | 2013 | N/A | 48.8691 | 6.08 | france
electricité de france sa | 250 | subcritical | retired | 1963 | 2014 | N/A | 48.8691 | 6.08 | france
electricité de france sa | 250 | subcritical | retired | 1963 | 2013 | N/A | 48.8691 | 6.08 | france
albioma sas | 62 | unknown | retired | 1992 | 2023 | N/A | -20.9138 | 55.6363 | france
albioma sas | 46 | unknown | retired | 2004 | 2023 | N/A | -20.9138 | 55.6363 | france
electricité de france sa | 250 | subcritical | retired | 1970 | 2015 | N/A | 50.2972 | 3.3164 | france
electricité de france sa | 630 | subcritical | operating | 1983 | N/A | 2027 | 47.2767 | -1.8816 | france
electricité de france sa | 630 | subcritical | operating | 1984 | N/A | 2027 | 47.2767 | -1.8816 | france
energetický a průmyslový holding as | 125 | subcritical | retired | 1958 | 2015 | N/A | 49.1533 | 6.7015 | france
energetický a průmyslový holding as | 330 | subcritical | retired | 1972 | 2015 | N/A | 49.1533 | 6.7015 | france
energetický a průmyslový holding as | 647 | subcritical | operating | 1981 | N/A | 2027 | 49.1533 | 6.7015 | france
e.on france sas | 235 | unknown | retired | 1970 | 2013 | N/A | 50.3739 | 3.339 | france
electricité de france sa | 250 | subcritical | retired | 1971 | 2015 | N/A | 49.1573 | 6.1903 | france
electricité de france sa | 250 | subcritical | retired | 1971 | 2015 | N/A | 49.1573 | 6.1903 | france
city of grenoble | 63 | subcritical | retired | 1960 | 2015 | N/A | 45.18 | 5.72 | france
albioma sas | 64 | unknown | retired | 1995 | 2024 | N/A | -21.2789 | 55.398 | france
albioma sas | 58 | unknown | retired | 2006 | 2024 | N/A | -21.2789 | 55.398 | france
electricité de france sa | 250 | subcritical | retired | 1964 | 2013 | N/A | 49.4757 | 0.14746 | france
electricité de france sa | 600 | subcritical | retired | 1969 | 2013 | N/A | 49.4757 | 0.14746 | france
electricité de france sa | 630 | subcritical | retired | 1983 | 2021 | N/A | 49.4757 | 0.14746 | france
electricité de france sa | 250 | subcritical | retired | 1968 | 2005 | N/A | 45.7517 | 5.4737 | france
e.on france sas | 266 | subcritical | retired | 1971 | 2014 | N/A | 46.6677 | 4.3496 | france
energetický a průmyslový holding as | 250 | subcritical | retired | 1967 | 2015 | N/A | 43.4695 | 5.4875 | france
energetický a průmyslový holding as | 600 | subcritical | retired | 1984 | 2021 | N/A | 43.4695 | 5.4875 | france
electricité de france sa | 230 | subcritical | retired | 1962 | 2005 | N/A | 48.8736 | 2.6559 | france
electricité de france sa | 250 | subcritical | retired | 1966 | 2005 | N/A | 48.8736 | 2.6559 | france
electricité de france sa | 270 | subcritical | retired | 1970 | 2015 | N/A | 48.7916 | 2.4167 | france
electricité de france sa | 270 | subcritical | retired | 1971 | 2015 | N/A | 48.7916 | 2.4167 | france
international energy corp of georgia ltd | 300 | subcritical | cancelled | 2024 | N/A | N/A | 41.45 | 45.1 | georgia
westfalen weser energie gmbh & co kg | 54 | subcritical | retired | 1957 | 2020 | N/A | 52.1 | 9.3667 | germany
westfalen weser energie gmbh & co kg | 65 | subcritical | retired | 1962 | 2020 | N/A | 52.1 | 9.3667 | germany
papierfabrik albbruck gmbh | 31 | subcritical | retired | 2009 | 2012 | N/A | 47.5892 | 8.1292 | germany
enbw energie baden-württemberg ag | 433 | subcritical | operating | 1985 | N/A | 2026 | 48.7172 | 9.3708 | germany
enbw energie baden-württemberg ag | 350 | supercritical | operating | 1997 | N/A | 2031 | 48.7172 | 9.3708 | germany
rwe power ag | 800 | unknown | cancelled | 2013 | N/A | N/A | 52.7238 | 12.0175 | germany
rwe power ag | 800 | unknown | cancelled | 2013 | N/A | N/A | 52.7238 | 12.0175 | germany
bayernwerk ag | 121 | subcritical | retired | 1979 | 2003 | N/A | 50.0544 | 12.1931 | germany
uniper kraftwerke gmbh | 150 | subcritical | retired | 1963 | 2000 | N/A | 49.9678 | 9.0973 | germany
uniper kraftwerke gmbh | 150 | subcritical | retired | 1971 | 2000 | N/A | 49.9678 | 9.0973 | germany
steag gmbh | 780 | subcritical | mothballed | 1981 | N/A | 2026 | 51.6367 | 7.6206 | germany
vattenfall wärme berlin ag | 188 | subcritical | retired | 1981 | 2017 | N/A | 52.49 | 13.496 | germany
vattenfall wärme berlin ag | 60 | subcritical | retired | 1985 | 2017 | N/A | 52.49 | 13.496 | germany
vattenfall wärme berlin ag | 60 | subcritical | retired | 1985 | 2017 | N/A | 52.49 | 13.496 | germany
vattenfall wärme berlin ag | 100 | subcritical | operating | 1990 | N/A | 2030 | 52.5371 | 13.3458 | germany
vattenfall wärme berlin ag | 132 | subcritical | retired | 1969 | 2019 | N/A | 52.5325 | 13.2466 | germany
vattenfall wärme berlin ag | 300 | subcritical | operating | 1987 | N/A | 2029 | 52.5346 | 13.2445 | germany
vattenfall wärme berlin ag | 300 | subcritical | operating | 1989 | N/A | 2029 | 52.5346 | 13.2445 | germany
kraftwerk bexbach verwaltungs gmbh | 780 | subcritical | mothballed | 1983 | N/A | 2031 | 49.3635 | 7.2371 | germany
lausitz energie kraftwerke ag | 500 | subcritical | operating | 1979 | N/A | 2029 | 51.4197 | 14.5753 | germany
lausitz energie kraftwerke ag | 500 | subcritical | operating | 1980 | N/A | 2029 | 51.4197 | 14.5753 | germany
lausitz energie kraftwerke ag | 907 | supercritical | operating | 2000 | N/A | 2038 | 51.4197 | 14.5753 | germany
lausitz energie kraftwerke ag | 675 | ultra-supercritical | operating | 2012 | N/A | 2038 | 51.4187 | 14.5684 | germany
bs¦energy ag & co kg | 78 | subcritical | retired | 1984 | 2024 | N/A | 52.2783 | 10.5162 | germany
onyx power inc | 380 | supercritical | retired | 1969 | 2024 | N/A | 53.2021 | 8.5161 | germany
engie deutschland ag | 800 | supercritical | cancelled | 2010 | N/A | N/A | 53.8934 | 9.1744 | germany
getec energie ag | 800 | supercritical | cancelled | N/A | N/A | N/A | 53.9003 | 9.2272 | germany
südweststrom kraftwerk gmbh & co kg | 910 | supercritical | cancelled | 2012 | N/A | N/A | 53.8917 | 9.2017 | germany
südweststrom kraftwerk gmbh & co kg | 910 | supercritical | cancelled | 2012 | N/A | N/A | 53.8917 | 9.2017 | germany
e.on kraftwerke gmbh | 76 | subcritical | retired | 1985 | 2023 | N/A | 51.6028 | 7.0094 | germany
helmstedter revier gmbh | 405 | subcritical | retired | 1985 | 2020 | N/A | 52.1718 | 10.9772 | germany
vattenfall wärme berlin ag | 55 | subcritical | retired | 1955 | 2002 | N/A | 52.5219 | 13.3111 | germany
vattenfall wärme berlin ag | 55 | subcritical | retired | 1959 | 2002 | N/A | 52.5219 | 13.3111 | germany
infracor gmbh | 68 | subcritical | retired | 1966 | 2017 | N/A | 51.6964 | 7.094 | germany
infracor gmbh | 61 | subcritical | retired | 1971 | 2024 | N/A | 51.6964 | 7.094 | germany
infracor gmbh | 75 | subcritical | retired | 1983 | 2024 | N/A | 51.6964 | 7.094 | germany
infracor gmbh | 900 | unknown | cancelled | N/A | N/A | N/A | 51.692 | 7.0958 | germany
eins energie in sachsen gmbh & co kg | 67 | subcritical | retired | 1988 | 2024 | N/A | 50.8578 | 12.9239 | germany
eins energie in sachsen gmbh & co kg | 100 | subcritical | retired | 1990 | 2024 | N/A | 50.8578 | 12.9239 | germany
currenta gmbh & co. ohg | 112 | subcritical | operating | 1962 | N/A | N/A | 51.0222 | 6.9863 | germany
heizkraftwerksgesellschaft cottbus mbh | 81.7 | subcritical | retired | 1999 | 2022 | N/A | 51.7627 | 14.3454 | germany
enervie-sudwestfalen energie und wasser ag | 90 | subcritical | retired | 1962 | 2004 | N/A | 51.4031 | 7.4155 | germany
e.on kraftwerke gmbh | 100 | subcritical | retired | 1964 | 2013 | N/A | 51.63 | 7.3313 | germany
e.on kraftwerke gmbh | 100 | subcritical | retired | 1964 | 2013 | N/A | 51.63 | 7.3313 | germany
e.on kraftwerke gmbh | 119.2 | subcritical | retired | 1969 | 2013 | N/A | 51.63 | 7.3313 | germany
uniper se | 1100 | ultra-supercritical | operating | 2020 | N/A | 2038 | 51.632 | 7.3459 | germany
fernwärmeversorgungs-gmbh dessau | 53 | unknown | retired | 1996 | 2019 | N/A | 51.8276 | 12.2306 | germany
mibrag gmbh | 67 | subcritical | retired | 1992 | 2021 | N/A | 51.1117 | 12.0763 | germany
stadtwerke duisburg ag | 102 | subcritical | retired | 1985 | 2018 | N/A | 51.3907 | 6.7478 | germany
stadtwerke duisburg ag | 145 | subcritical | retired | 1965 | 2012 | N/A | 51.3907 | 6.7478 | germany
evn ag | 387.1 | ultra-supercritical | operating | 2013 | N/A | 2026 | 51.5286 | 6.7119 | germany
steag gmbh | 402.9 | ultra-supercritical | operating | 2013 | N/A | 2026 | 51.5286 | 6.7119 | germany
steag gmbh | 140 | subcritical | retired | 1959 | 2014 | N/A | 51.5286 | 6.7119 | germany
steag gmbh | 410 | subcritical | retired | 1988 | 2021 | N/A | 51.5286 | 6.7119 | germany
vse ag | 120 | subcritical | retired | 1963 | 2017 | N/A | 49.2922 | 6.7708 | germany
vse ag | 310 | subcritical | retired | 1971 | 2017 | N/A | 49.2922 | 6.7708 | germany
stadtwerke flensburg gmbh | 33 | subcritical | retired | 1988 | 2024 | N/A | 54.805 | 9.4324 | germany
stadtwerke flensburg gmbh | 31 | subcritical | operating | 1992 | N/A | 2022 | 54.805 | 9.4324 | germany
stadtwerke flensburg gmbh | 30 | subcritical | retired | 1974 | 2012 | N/A | 54.805 | 9.4324 | germany
stadtwerke flensburg gmbh | 38 | subcritical | retired | 1982 | 2016 | N/A | 54.805 | 9.4324 | germany
stadtwerke flensburg gmbh | 36 | subcritical | retired | 1985 | 2023 | N/A | 54.805 | 9.4324 | germany
bayernwerk ag | 206 | subcritical | retired | 1966 | 2002 | N/A | 49.4208 | 11.0077 | germany
bayernwerk ag | 206 | subcritical | retired | 1967 | 2002 | N/A | 49.4208 | 11.0077 | germany
stadtwerke frankfurt (oder) gmbh | 49 | unknown | retired | 1997 | 2024 | N/A | 52.3182 | 14.5315 | germany
rwe power ag | 1000 | ultra-supercritical | cancelled | N/A | N/A | N/A | 51.0562 | 6.5784 | germany
rwe power ag | 140 | subcritical | retired | 1957 | 2011 | N/A | 51.0555 | 6.5763 | germany
rwe power ag | 141 | subcritical | retired | 1957 | 2011 | N/A | 51.0555 | 6.5763 | germany
rwe power ag | 141 | subcritical | retired | 1959 | 2012 | N/A | 51.0555 | 6.5763 | germany
rwe power ag | 143 | subcritical | retired | 1960 | 2012 | N/A | 51.0555 | 6.5763 | germany
rwe power ag | 135 | subcritical | retired | 1960 | 2011 | N/A | 51.0555 | 6.5763 | germany
rwe power ag | 150 | subcritical | retired | 1961 | 2012 | N/A | 51.0555 | 6.5763 | germany
rwe power ag | 139 | subcritical | retired | 1960 | 2012 | N/A | 51.0555 | 6.5763 | germany
rwe power ag | 150 | subcritical | retired | 1962 | 2012 | N/A | 51.0555 | 6.5763 | germany
rwe power ag | 148 | subcritical | retired | 1962 | 2012 | N/A | 51.0555 | 6.5763 | germany
rwe power ag | 142 | subcritical | retired | 1962 | 2012 | N/A | 51.0555 | 6.5763 | germany
rwe power ag | 150 | subcritical | retired | 1962 | 2012 | N/A | 51.0555 | 6.5763 | germany
rwe power ag | 147 | subcritical | retired | 1964 | 2012 | N/A | 51.0555 | 6.5763 | germany
rwe power ag | 145 | subcritical | retired | 1964 | 2012 | N/A | 51.0555 | 6.5763 | germany
rwe power ag | 325 | subcritical | retired | 1966 | 2021 | N/A | 51.0555 | 6.5763 | germany
rwe power ag | 310 | subcritical | retired | 1970 | 2021 | N/A | 51.0555 | 6.5763 | germany
rwe power ag | 665.5 | subcritical | retired | 1984 | 2019 | N/A | 51.6735 | 7.7205 | germany
gemeinschaftskraftwerk hannover gmbh | 150 | subcritical | operating | 1989 | N/A | 2026 | 52.4203 | 9.6475 | germany
gemeinschaftskraftwerk hannover gmbh | 150 | subcritical | operating | 1989 | N/A | 2026 | 52.4203 | 9.6475 | germany
großkraftwerk mannheim ag | 220 | subcritical | retired | 1966 | 2015 | N/A | 49.4457 | 8.4904 | germany
großkraftwerk mannheim ag | 220 | subcritical | retired | 1970 | 2015 | N/A | 49.4457 | 8.4904 | germany
großkraftwerk mannheim ag | 280 | subcritical | operating | 1975 | N/A | N/A | 49.4457 | 8.4904 | germany
großkraftwerk mannheim ag | 475 | supercritical | operating | 1982 | N/A | 2031 | 49.4457 | 8.4904 | germany
großkraftwerk mannheim ag | 480 | subcritical | operating | 1993 | N/A | 2031 | 49.4457 | 8.4904 | germany
großkraftwerk mannheim ag | 912 | ultra-supercritical | operating | 2015 | N/A | N/A | 49.4457 | 8.4904 | germany
rwe power ag | 76 | subcritical | operating | 1992 | N/A | 2030 | 50.861 | 6.8434 | germany
rwe power ag | 95 | subcritical | retired | 1993 | 2015 | N/A | 50.861 | 6.8434 | germany
e.on kraftwerke gmbh | 363.9 | subcritical | retired | 1971 | 2014 | N/A | 51.5685 | 7.3491 | germany
vattenfall europe ag | 80 | subcritical | retired | 1981 | 2000 | N/A | 53.4873 | 9.5082 | germany
stadtwerke münster gmbh | 50 | unknown | retired | 1977 | 2005 | N/A | 51.9503 | 7.6405 | germany
stadtwerke münster gmbh | 50 | unknown | retired | 1980 | 2005 | N/A | 51.9503 | 7.6405 | germany
stadtwerke münster gmbh | 50 | unknown | retired | 1980 | 2005 | N/A | 51.9503 | 7.6405 | germany
swb erzeugung ag & co kg | 337 | subcritical | retired | 1968 | 2016 | N/A | 53.1249 | 8.7287 | germany
swb erzeugung ag & co kg | 326 | subcritical | retired | 1979 | 2021 | N/A | 53.1249 | 8.7287 | germany
evh gmbh | 30 | unknown | retired | 1972 | 2005 | N/A | 51.4591 | 11.9929 | germany
evh gmbh | 30 | unknown | retired | 1972 | 2005 | N/A | 51.4591 | 11.9929 | germany
vattenfall europe ag | 820 | ultra-supercritical | retired | 2015 | 2021 | N/A | 53.49 | 9.9517 | germany
vattenfall europe ag | 820 | ultra-supercritical | retired | 2015 | 2021 | N/A | 53.49 | 9.9517 | germany
swb erzeugung ag & co kg | 130 | subcritical | retired | 1989 | 2024 | N/A | 53.0592 | 8.8732 | germany
enbw energie baden-württemberg ag | 110 | subcritical | retired | 1958 | 2015 | N/A | 49.1753 | 9.2074 | germany
enbw energie baden-württemberg ag | 110 | subcritical | retired | 1960 | 2015 | N/A | 49.1753 | 9.2074 | germany
enbw energie baden-württemberg ag | 125 | subcritical | operating | 1965 | N/A | 2026 | 49.1753 | 9.2074 | germany
enbw energie baden-württemberg ag | 125 | subcritical | operating | 1966 | N/A | 2026 | 49.1753 | 9.2074 | germany
enbw energie baden-württemberg ag | 816 | subcritical | operating | 1985 | N/A | 2026 | 49.1753 | 9.2074 | germany
steag gmbh | 145 | subcritical | retired | 1962 | 2014 | N/A | 51.5507 | 7.1875 | germany
steag gmbh | 145 | subcritical | retired | 1963 | 2013 | N/A | 51.5507 | 7.1875 | germany
steag gmbh | 310 | subcritical | retired | 1966 | 2017 | N/A | 51.5507 | 7.1875 | germany
steag gmbh | 500 | supercritical | operating | 1989 | N/A | 2027 | 51.5507 | 7.1875 | germany
steag gmbh | 750 | ultra-supercritical | cancelled | N/A | N/A | N/A | 51.5514 | 7.1889 | germany
e.on kraftwerke gmbh | 923 | subcritical | retired | 1987 | 2024 | N/A | 52.3816 | 8.9986 | germany
rwe power ag | 450 | unknown | cancelled | N/A | N/A | N/A | 50.8604 | 6.838 | germany
rwe ag | 57 | subcritical | operating | 1991 | N/A | 2030 | 50.867 | 6.836 | germany
rwe power ag | 838 | subcritical | retired | 1985 | 2021 | N/A | 52.2858 | 7.746 | germany
infraserv gmbh & co. höchst kg | 66 | subcritical | mothballed | 1989 | N/A | N/A | 50.0918 | 8.5313 | germany
vattenfall europe ag | 300 | unknown | cancelled | 2011 | N/A | N/A | 51.8342 | 14.4572 | germany
lausitz energie kraftwerke ag | 535 | subcritical | operating | 1981 | N/A | 2028 | 51.8357 | 14.4578 | germany
lausitz energie kraftwerke ag | 535 | subcritical | operating | 1982 | N/A | 2028 | 51.8357 | 14.4578 | germany
lausitz energie kraftwerke ag | 535 | subcritical | operating | 1984 | N/A | 2028 | 51.8357 | 14.4578 | germany
lausitz energie kraftwerke ag | 535 | subcritical | operating | 1985 | N/A | 2028 | 51.8357 | 14.4578 | germany
lausitz energie kraftwerke ag | 535 | subcritical | retired | 1987 | 2024 | N/A | 51.8357 | 14.4578 | germany
lausitz energie kraftwerke ag | 535 | subcritical | retired | 1989 | 2024 | N/A | 51.8357 | 14.4578 | germany
lausitz energie kraftwerke ag | 2000 | unknown | cancelled | 2030 | N/A | N/A | 51.8357 | 14.4578 | germany
städtische werke energie + wärme gmbh | 38 | subcritical | operating | 1988 | N/A | 2026 | 51.2793 | 9.4834 | germany
gemeinschafts kraftwerk kiel gmbh | 354 | supercritical | retired | 1970 | 2019 | N/A | 54.3387 | 10.1769 | germany
stadtwerke kiel ag | 40 | subcritical | retired | 1970 | 2019 | N/A | 54.3333 | 10.1333 | germany
currenta gmbh & co. ohg | 120 | subcritical | operating | 1971 | N/A | N/A | 51.3774 | 6.6587 | germany
trianel power kohlekraftwerk lünen gmbh & co kg | 810 | unknown | cancelled | 2011 | N/A | N/A | 51.388 | 6.6572 | germany
stadtwerke düsseldorf ag | 400 | unknown | cancelled | 2010 | N/A | N/A | 51.2214 | 6.7311 | germany
stadtwerke düsseldorf ag | 150.4 | subcritical | retired | 1967 | 2013 | N/A | 51.2208 | 6.7315 | germany
stadtwerke düsseldorf ag | 300 | subcritical | retired | 1976 | 2013 | N/A | 51.2208 | 6.7315 | germany
vereinigte energiewerke ag | 933 | supercritical | operating | 1999 | N/A | 2035 | 51.1845 | 12.3729 | germany
enbw energie baden-württemberg ag | 933 | supercritical | operating | 2000 | N/A | 2035 | 51.1845 | 12.3729 | germany
vattenfall europe ag | 100 | subcritical | retired | 1969 | 2000 | N/A | 51.1845 | 12.3729 | germany
vattenfall europe ag | 150 | subcritical | retired | 1970 | 2000 | N/A | 51.1845 | 12.3729 | germany
steag gmbh | 900 | unknown | cancelled | N/A | N/A | N/A | 51.6163 | 7.4809 | germany
trianel power kohlekraftwerk lünen gmbh & co kg | 810 | ultra-supercritical | operating | 2013 | N/A | N/A | 51.6144 | 7.4643 | germany
steag gmbh | 170 | subcritical | retired | 1962 | 2018 | N/A | 51.614 | 7.4813 | germany
steag gmbh | 350 | subcritical | retired | 1969 | 2018 | N/A | 51.614 | 7.4813 | germany
mainova ag | 72 | subcritical | operating | 1989 | N/A | 2026 | 50.0988 | 8.6557 | germany
mainova ag | 72 | subcritical | operating | 1989 | N/A | 2026 | 50.0988 | 8.6557 | germany
kraftwerke mainz-wiesbaden ag | 100 | subcritical | retired | 1956 | 2000 | N/A | 50.0259 | 8.2419 | germany
kraftwerke mainz-wiesbaden ag | 100 | subcritical | retired | 1963 | 2000 | N/A | 50.0259 | 8.2419 | germany
kraftwerke mainz-wiesbaden ag | 100 | subcritical | retired | 1966 | 2000 | N/A | 50.0259 | 8.2419 | germany
kraftwerke mainz-wiesbaden ag | 823 | ultra-supercritical | cancelled | 2010 | N/A | N/A | 50.0262 | 8.2369 | germany
kraftwerk mehrum gmbh | 750 | subcritical | retired | 1979 | 2024 | N/A | 52.3151 | 10.0938 | germany
mibrag gmbh | 30 | subcritical | retired | 1968 | 2013 | N/A | 51.0711 | 12.2608 | germany
mibrag gmbh | 30 | subcritical | retired | 1968 | 2013 | N/A | 51.0711 | 12.2608 | germany
stadtwerke münchen gmbh | 365 | subcritical | retired | 1991 | 2024 | N/A | 48.1812 | 11.6398 | germany
rwe power ag | 312 | unknown | retired | 1972 | 2022 | N/A | 51.0358 | 6.633 | germany
rwe power ag | 312 | unknown | retired | 1972 | 2021 | N/A | 51.0358 | 6.633 | germany
rwe power ag | 312 | unknown | retired | 1973 | 2024 | N/A | 51.0358 | 6.633 | germany
rwe power ag | 644 | unknown | retired | 1975 | 2024 | N/A | 51.0358 | 6.633 | germany
rwe power ag | 644 | unknown | retired | 1976 | 2024 | N/A | 51.0358 | 6.633 | germany
rwe power ag | 1100 | ultra-supercritical | operating | 2012 | N/A | 2033 | 51.0358 | 6.633 | germany
rwe power ag | 1100 | ultra-supercritical | operating | 2012 | N/A | 2033 | 51.0358 | 6.633 | germany
rwe power ag | 144 | subcritical | retired | 1963 | 2012 | N/A | 50.9969 | 6.6675 | germany
rwe power ag | 152 | subcritical | retired | 1963 | 2012 | N/A | 50.9969 | 6.6675 | germany
rwe power ag | 335 | subcritical | retired | 1965 | 2021 | N/A | 50.9969 | 6.6675 | germany
rwe power ag | 320 | subcritical | retired | 1968 | 2020 | N/A | 50.9969 | 6.6675 | germany
rwe power ag | 315 | subcritical | retired | 1970 | 2024 | N/A | 50.9969 | 6.6675 | germany
rwe power ag | 320 | subcritical | retired | 1971 | 2024 | N/A | 50.9969 | 6.6675 | germany
rwe power ag | 630 | subcritical | operating | 1974 | N/A | 2029 | 50.9969 | 6.6675 | germany
rwe power ag | 636 | subcritical | operating | 1974 | N/A | 2030 | 50.9969 | 6.6675 | germany
rwe power ag | 1012 | ultra-supercritical | operating | 2002 | N/A | 2030 | 50.9969 | 6.6675 | germany
rwe power ag | 1100 | ultra-supercritical | cancelled | 2019 | N/A | N/A | 50.9957 | 6.669 | germany
vattenfall europe ag | 100 | subcritical | retired | 1961 | 2007 | N/A | 52.5781 | 13.2156 | germany
vattenfall europe ag | 100 | subcritical | retired | 1962 | 2007 | N/A | 52.5781 | 13.2156 | germany
energieversorgung offenbach ag | 60 | unknown | operating | 1990 | N/A | 2030 | 50.1113 | 8.7454 | germany
avacon ag | 325 | subcritical | retired | 1973 | 2001 | N/A | 52.1465 | 11.0291 | germany
heizkraftwerk pforzheim gmbh | 30 | subcritical | retired | 1990 | 2021 | N/A | 48.8973 | 8.7245 | germany
mibrag gmbh | 660 | unknown | cancelled | N/A | N/A | N/A | 51.1333 | 12.2167 | germany
enbw energie baden-württemberg ag | 550 | subcritical | mothballed | 1984 | N/A | 2031 | 49.0125 | 8.3028 | germany
enbw erneuerbare und konventionelle erzeugung ag | 910 | ultra-supercritical | operating | 2014 | N/A | N/A | 49.0125 | 8.3028 | germany
energie saarlorlux ag | 53 | subcritical | operating | 1988 | N/A | N/A | 49.2237 | 7.0149 | germany
kraftwerks- und netzgesellschaft mbh | 553 | supercritical | operating | 1994 | N/A | N/A | 54.1428 | 12.1329 | germany
saale energie gmbh | 490 | unknown | operating | 1996 | N/A | 2034 | 51.3985 | 11.9504 | germany
saale energie gmbh | 490 | unknown | operating | 1996 | N/A | 2034 | 51.3985 | 11.9504 | germany
e.on kraftwerke gmbh | 370 | subcritical | operating | 1968 | N/A | 2031 | 51.6006 | 7.0046 | germany
e.on kraftwerke gmbh | 370 | subcritical | operating | 1969 | N/A | 2031 | 51.6006 | 7.0046 | germany
e.on kraftwerke gmbh | 370 | subcritical | retired | 1970 | 2014 | N/A | 51.6006 | 7.0046 | germany
e.on kraftwerke gmbh | 370 | subcritical | retired | 1971 | 2014 | N/A | 51.6006 | 7.0046 | germany
e.on kraftwerke gmbh | 740 | supercritical | retired | 1979 | 2014 | N/A | 51.6006 | 7.0046 | germany
uniper kraftwerke gmbh | 300 | subcritical | retired | 1972 | 2003 | N/A | 49.3031 | 12.0774 | germany
lausitz energie kraftwerke ag | 800 | supercritical | operating | 1997 | N/A | 2038 | 51.5379 | 14.3535 | germany
lausitz energie kraftwerke ag | 800 | supercritical | operating | 1998 | N/A | 2038 | 51.5379 | 14.3535 | germany
e.on kraftwerke gmbh | 34 | subcritical | retired | 1982 | 2013 | N/A | 51.5285 | 7.1778 | germany
e.on kraftwerke gmbh | 34 | subcritical | retired | 1983 | 2013 | N/A | 51.5285 | 7.1778 | germany
dow deutschland anlagengesellschaft mbh | 920 | supercritical | cancelled | 2020 | N/A | N/A | 53.6535 | 9.4944 | germany
e.on kraftwerke gmbh | 1100 | supercritical | cancelled | 2012 | N/A | N/A | 53.6 | 9.4833 | germany
engie deutschland ag | 830 | supercritical | cancelled | 2010 | N/A | N/A | 53.6 | 9.4833 | germany
e.on kraftwerke gmbh | 271 | subcritical | retired | 1965 | 2013 | N/A | 50.0884 | 8.9522 | germany
e.on kraftwerke gmbh | 271 | subcritical | retired | 1965 | 2012 | N/A | 50.0884 | 8.9522 | germany
e.on kraftwerke gmbh | 318 | subcritical | retired | 1970 | 2012 | N/A | 50.0884 | 8.9522 | germany
e.on kraftwerke gmbh | 553 | supercritical | operating | 1992 | N/A | 2031 | 50.0884 | 8.9522 | germany
e.on kraftwerke gmbh | 1100 | ultra-supercritical | cancelled | 2012 | N/A | N/A | 50.0881 | 8.9522 | germany
enbw energie baden-württemberg ag | 48.2 | unknown | operating | 1982 | N/A | 2025 | 48.8138 | 9.2192 | germany
enbw energie baden-württemberg ag | 48.2 | unknown | operating | 1984 | N/A | 2025 | 48.8138 | 9.2192 | germany
hamburger energiewerke gmbh | 205 | subcritical | operating | 1993 | N/A | 2030 | 53.526 | 10.0643 | germany
universitat freiburg | 36 | subcritical | retired | 1927 | 2012 | N/A | 47.9833 | 7.85 | germany
gkw veltheim gmbh | 100 | subcritical | retired | 1963 | 2000 | N/A | 52.1901 | 8.9345 | germany
gkw veltheim gmbh | 100 | subcritical | retired | 1965 | 2012 | N/A | 52.1901 | 8.9345 | germany
gkw veltheim gmbh | 320 | subcritical | retired | 1970 | 2015 | N/A | 52.1901 | 8.9345 | germany
steag gmbh | 761 | subcritical | retired | 1982 | 2017 | N/A | 51.5791 | 6.6859 | germany
steag gmbh | 761 | subcritical | retired | 1985 | 2017 | N/A | 51.5791 | 6.6859 | germany
steag gmbh | 356 | subcritical | retired | 1970 | 2017 | N/A | 51.5773 | 6.6814 | germany
steag gmbh | 356 | subcritical | retired | 1971 | 2017 | N/A | 51.5773 | 6.6814 | germany
steag gmbh | 233 | subcritical | mothballed | 1982 | N/A | 2031 | 49.2494 | 6.8806 | germany
steag gmbh | 233 | subcritical | mothballed | 1989 | N/A | 2031 | 49.2494 | 6.8806 | germany
rwe power ag | 128 | subcritical | retired | 1959 | 2022 | N/A | 50.6167 | 7.1333 | germany
mibrag gmbh | 37.4 | subcritical | operating | 1994 | N/A | 2030 | 51.1663 | 12.0764 | germany
enbw energie baden-württemberg ag | 107 | unknown | retired | 1964 | 2024 | N/A | 49.0177 | 9.1577 | germany
enbw energie baden-württemberg ag | 160 | unknown | operating | 1967 | N/A | 2030 | 49.0177 | 9.1577 | germany
hamburger energiewerke gmbh | 151 | subcritical | operating | 1961 | N/A | 2026 | 53.5668 | 9.7257 | germany
hamburger energiewerke gmbh | 138.7 | subcritical | operating | 1962 | N/A | 2026 | 53.5668 | 9.7257 | germany
kraftwerk wehrden gmbh | 110 | subcritical | retired | 1962 | 2001 | N/A | 49.2519 | 6.8339 | germany
steag gmbh | 150 | subcritical | retired | 1964 | 2001 | N/A | 49.3353 | 7.0306 | germany
steag gmbh | 724 | subcritical | operating | 1976 | N/A | 2031 | 49.3353 | 7.0306 | germany
rwe power ag | 100 | subcritical | retired | 1955 | 2000 | N/A | 50.8396 | 6.3224 | germany
rwe power ag | 100 | subcritical | retired | 1955 | 2000 | N/A | 50.8396 | 6.3224 | germany
rwe power ag | 134 | subcritical | retired | 1955 | 2012 | N/A | 50.8396 | 6.3224 | germany
rwe power ag | 147 | subcritical | retired | 1959 | 2012 | N/A | 50.8396 | 6.3224 | germany
rwe power ag | 363 | subcritical | retired | 1965 | 2021 | N/A | 50.8396 | 6.3224 | germany
rwe power ag | 340 | subcritical | operating | 1967 | N/A | 2024 | 50.8396 | 6.3224 | germany
rwe power ag | 630 | subcritical | operating | 1974 | N/A | 2028 | 50.8396 | 6.3224 | germany
rwe power ag | 625 | subcritical | operating | 1975 | N/A | 2029 | 50.8396 | 6.3224 | germany
südwestfalen energie und wasser ag | 200 | subcritical | retired | 1971 | 2014 | N/A | 51.2757 | 7.7073 | germany
südwestfalen energie und wasser ag | 330 | subcritical | retired | 1982 | 2018 | N/A | 51.2757 | 7.7073 | germany
uniper kraftwerke gmbh | 150 | subcritical | retired | 1959 | 2005 | N/A | 51.6011 | 7.0639 | germany
uniper kraftwerke gmbh | 150 | subcritical | retired | 1961 | 2005 | N/A | 51.6011 | 7.0639 | germany
rwe power ag | 165 | subcritical | retired | 1963 | 2011 | N/A | 51.6786 | 7.9714 | germany
rwe power ag | 165 | subcritical | retired | 1963 | 2011 | N/A | 51.6786 | 7.9714 | germany
rwe power ag | 305 | subcritical | retired | 1969 | 2016 | N/A | 51.6786 | 7.9714 | germany
gemeinschaftskraftwerk steinkohle hamm gmbh & co kg | 800 | ultra-supercritical | cancelled | 2015 | N/A | N/A | 51.6793 | 7.9716 | germany
gemeinschaftskraftwerk steinkohle hamm gmbh & co kg | 800 | ultra-supercritical | retired | 2014 | 2021 | N/A | 51.6793 | 7.9716 | germany
e.on kraftwerke gmbh | 788.1 | subcritical | retired | 1976 | 2021 | N/A | 53.5659 | 8.1462 | germany
e.on kraftwerke gmbh | 550 | supercritical | cancelled | 2010 | N/A | N/A | 53.5645 | 8.1464 | germany
onyx power inc | 830 | ultra-supercritical | operating | 2015 | N/A | N/A | 53.5748 | 8.137 | germany
vw kraftwerk gmbh | 70 | subcritical | retired | 2000 | 2021 | N/A | 52.4317 | 10.787 | germany
vw kraftwerk gmbh | 70 | subcritical | retired | 2000 | 2021 | N/A | 52.4317 | 10.787 | germany
vw kraftwerk gmbh | 153 | subcritical | retired | 1985 | 2024 | N/A | 52.4415 | 10.7651 | germany
vw kraftwerk gmbh | 153 | subcritical | retired | 1985 | 2024 | N/A | 52.4415 | 10.7651 | germany
wsw wuppertaler stadtwerke gmbh | 100 | subcritical | retired | 1989 | 2018 | N/A | 51.2484 | 7.1188 | germany
onyx power inc | 474 | supercritical | operating | 1986 | N/A | 2027 | 48.4553 | 11.7995 | germany
sunon asogli power ltd | 350 | unknown | cancelled | N/A | N/A | N/A | 5.6667 | -1 | ghana
sunon asogli power ltd | 350 | unknown | cancelled | N/A | N/A | N/A | 5.6667 | -1 | ghana
sunon asogli power ltd | 1400 | unknown | cancelled | N/A | N/A | N/A | 5.6667 | -1 | ghana
public power corporation sa | 300 | subcritical | retired | 1984 | 2024 | N/A | 40.3942 | 21.9249 | greece
public power corporation sa | 300 | subcritical | retired | 1984 | 2024 | N/A | 40.3942 | 21.9249 | greece
public power corporation sa | 310 | subcritical | operating | 1985 | N/A | 2025 | 40.3942 | 21.9249 | greece
public power corporation sa | 310 | subcritical | operating | 1986 | N/A | 2025 | 40.3942 | 21.9249 | greece
public power corporation sa | 375 | supercritical | operating | 1997 | N/A | 2025 | 40.3942 | 21.9249 | greece
public power corporation sa | 300 | subcritical | retired | 1987 | 2020 | N/A | 40.6193 | 21.6828 | greece
public power corporation sa | 300 | subcritical | retired | 1987 | 2020 | N/A | 40.6193 | 21.6828 | greece
public power corporation sa | 330 | supercritical | operating | 2003 | N/A | 2025 | 40.8114 | 21.6014 | greece
public power corporation sa | 450 | unknown | cancelled | 2020 | N/A | N/A | 40.8114 | 21.6014 | greece
public power corporation sa | 300 | subcritical | retired | 1975 | 2019 | N/A | 40.4106 | 21.7861 | greece
public power corporation sa | 300 | subcritical | retired | 1975 | 2019 | N/A | 40.4106 | 21.7861 | greece
public power corporation sa | 325 | subcritical | retired | 1980 | 2021 | N/A | 40.4106 | 21.7861 | greece
public power corporation sa | 325 | subcritical | retired | 1981 | 2021 | N/A | 40.4106 | 21.7861 | greece
public power corporation sa | 800 | unknown | cancelled | N/A | N/A | N/A | 38.5658 | 23.2849 | greece
public power corporation sa | 33 | unknown | retired | 1959 | 2013 | N/A | 40.4 | 21.5 | greece
public power corporation sa | 125 | subcritical | retired | 1970 | 2011 | N/A | 37.4174 | 22.1079 | greece
public power corporation sa | 125 | subcritical | retired | 1970 | 2011 | N/A | 37.4174 | 22.1079 | greece
public power corporation sa | 300 | subcritical | retired | 1975 | 2022 | N/A | 37.4174 | 22.1079 | greece
public power corporation sa | 300 | subcritical | retired | 1991 | 2024 | N/A | 37.4174 | 22.1079 | greece
public power corporation sa | 70 | subcritical | retired | 1959 | 2010 | N/A | 40.4805 | 21.7275 | greece
public power corporation sa | 125 | subcritical | retired | 1962 | 2016 | N/A | 40.4805 | 21.7275 | greece
public power corporation sa | 125 | subcritical | retired | 1965 | 2016 | N/A | 40.4805 | 21.7275 | greece
public power corporation sa | 300 | subcritical | retired | 1973 | 2016 | N/A | 40.4805 | 21.7275 | greece
public power corporation sa | 660 | ultra-supercritical | operating | 2023 | N/A | 2026 | 40.4097 | 21.7876 | greece
albioma sas | 32 | unknown | operating | 1998 | N/A | 2025 | 16.3049 | -61.3262 | guadeloupe
albioma sas | 32 | unknown | operating | 1998 | N/A | 2025 | 16.3049 | -61.3262 | guadeloupe
albioma sas | 38 | unknown | retired | 2011 | 2020 | N/A | 16.3049 | -61.3262 | guadeloupe
jaguar energy guatemala llc | 150 | subcritical | operating | 2016 | N/A | N/A | 14.1107 | -90.7227 | guatemala
jaguar energy guatemala llc | 150 | subcritical | operating | 2016 | N/A | N/A | 14.1107 | -90.7227 | guatemala
inkia energy | 83 | subcritical | retired | 2011 | 2021 | N/A | 14.2621 | -90.7991 | guatemala
iberdrola renovables sa | 300 | subcritical | cancelled | N/A | N/A | N/A | 15.7167 | -88.5833 | guatemala
corporación energías de guatemala | 139 | subcritical | operating | 2000 | N/A | N/A | 14.1632 | -90.7879 | guatemala
cpi boffa alumina | 250 | subcritical | cancelled | N/A | N/A | N/A | 10.1842 | -14.0439 | guinea
guinea bauxite co | 80 | subcritical | cancelled | N/A | N/A | N/A | 10.0667 | -12.85 | guinea
bijao electric co sa de cv | 35 | unknown | operating | 2015 | N/A | 2026 | 15.7033 | -87.9269 | honduras
bijao electric co sa de cv | 35 | unknown | operating | 2015 | N/A | 2026 | 15.7033 | -87.9269 | honduras
bijao electric co sa de cv | 35 | unknown | operating | 2018 | N/A | 2026 | 15.7033 | -87.9269 | honduras
puente alto energy | 100 | unknown | announced | N/A | N/A | N/A | 15.814 | -87.9253 | honduras
castle peak power co | 350 | subcritical | retired | 1982 | 2024 | N/A | 22.3751 | 113.9205 | hong kong
castle peak power co | 350 | subcritical | retired | 1983 | 2024 | N/A | 22.3751 | 113.9205 | hong kong
castle peak power co | 350 | subcritical | retired | 1983 | 2024 | N/A | 22.3751 | 113.9205 | hong kong
castle peak power co | 350 | subcritical | operating | 1985 | N/A | N/A | 22.3751 | 113.9205 | hong kong
castle peak power co | 677.5 | subcritical | operating | 1986 | N/A | N/A | 22.3751 | 113.9205 | hong kong
castle peak power co | 677.5 | subcritical | operating | 1987 | N/A | N/A | 22.3751 | 113.9205 | hong kong
castle peak power co | 677.5 | subcritical | operating | 1988 | N/A | N/A | 22.3751 | 113.9205 | hong kong
castle peak power co | 677.5 | subcritical | operating | 1990 | N/A | N/A | 22.3751 | 113.9205 | hong kong
the hongkong electric co ltd | 250 | subcritical | retired | 1982 | 2017 | N/A | 22.2189 | 114.1082 | hong kong
the hongkong electric co ltd | 250 | subcritical | retired | 1983 | 2018 | N/A | 22.2189 | 114.1082 | hong kong
the hongkong electric co ltd | 250 | subcritical | operating | 1984 | N/A | 2023 | 22.2189 | 114.1082 | hong kong
the hongkong electric co ltd | 350 | subcritical | operating | 1987 | N/A | 2023 | 22.2189 | 114.1082 | hong kong
the hongkong electric co ltd | 350 | subcritical | operating | 1988 | N/A | 2023 | 22.2189 | 114.1082 | hong kong
the hongkong electric co ltd | 350 | subcritical | operating | 1992 | N/A | N/A | 22.2189 | 114.1082 | hong kong
the hongkong electric co ltd | 350 | subcritical | operating | 1995 | N/A | N/A | 22.2189 | 114.1082 | hong kong
the hongkong electric co ltd | 350 | subcritical | operating | 1997 | N/A | N/A | 22.2189 | 114.1082 | hong kong
mvm vertesi eromu zrt | 100 | subcritical | retired | 1967 | 2004 | N/A | 47.5711 | 18.3656 | hungary
aes corp | 165 | subcritical | cancelled | N/A | N/A | N/A | 47.9048 | 21.0553 | hungary
aes corp | 165 | subcritical | cancelled | N/A | N/A | N/A | 47.9048 | 21.0553 | hungary
aes corp | 30 | subcritical | retired | 1951 | 2011 | N/A | 47.9048 | 21.0553 | hungary
aes corp | 30 | subcritical | retired | 1951 | 2011 | N/A | 47.9048 | 21.0553 | hungary
aes corp | 30 | subcritical | retired | 1951 | 2011 | N/A | 47.9048 | 21.0553 | hungary
mvm zrt | 100 | subcritical | operating | 1969 | N/A | 2027 | 47.7903 | 20.0636 | hungary
mvm zrt | 100 | subcritical | operating | 1970 | N/A | 2027 | 47.7903 | 20.0636 | hungary
mvm zrt | 220 | subcritical | operating | 1970 | N/A | 2027 | 47.7903 | 20.0636 | hungary
mvm zrt | 232 | subcritical | operating | 1969 | N/A | 2027 | 47.7903 | 20.0636 | hungary
mvm zrt | 232 | subcritical | operating | 1969 | N/A | 2027 | 47.7903 | 20.0636 | hungary
mvm zrt | 500 | supercritical | cancelled | 2026 | N/A | N/A | 47.7903 | 20.0636 | hungary
elso nogradi eromu | 49.9 | subcritical | cancelled | N/A | N/A | N/A | 48.0167 | 19.95 | hungary
wildhorse energy hungary kft | 400 | unknown | cancelled | 2014 | N/A | N/A | 46.1 | 18.0833 | hungary
e.on se | 1200 | unknown | cancelled | N/A | N/A | N/A | 45.9959 | 18.6798 | hungary
újpalotai energia kft | 27.5 | subcritical | mothballed | 1961 | N/A | 2024 | 47.5017 | 18.2711 | hungary
chp-invest kft | 27.5 | subcritical | mothballed | 1961 | N/A | 2024 | 47.5017 | 18.2711 | hungary
chp-invest kft | 32.5 | subcritical | mothballed | 1962 | N/A | 2024 | 47.5017 | 18.2711 | hungary
újpalotai energia kft | 32.5 | subcritical | mothballed | 1962 | N/A | 2024 | 47.5017 | 18.2711 | hungary
újpalotai energia kft | 32.5 | subcritical | mothballed | 1962 | N/A | N/A | 47.5017 | 18.2711 | hungary
chp-invest kft | 32.5 | subcritical | mothballed | 1962 | N/A | N/A | 47.5017 | 18.2711 | hungary
chp-invest kft | 32.5 | subcritical | mothballed | 1961 | N/A | N/A | 47.5017 | 18.2711 | hungary
újpalotai energia kft | 32.5 | subcritical | mothballed | 1961 | N/A | N/A | 47.5017 | 18.2711 | hungary
pannonpower holding zrt | 60 | unknown | retired | 1966 | 2012 | N/A | 46.0641 | 18.263 | hungary
aes corp | 50 | unknown | retired | 1952 | 2012 | N/A | 47.9168 | 21.0759 | hungary
aes corp | 50 | unknown | retired | 1952 | 2011 | N/A | 47.9168 | 21.0759 | hungary
aes corp | 55 | unknown | retired | 1952 | 2011 | N/A | 47.9168 | 21.0759 | hungary
aes corp | 55 | unknown | retired | 1952 | 2011 | N/A | 47.9168 | 21.0759 | hungary
aes corp | 55 | unknown | retired | 1952 | 2011 | N/A | 47.9168 | 21.0759 | hungary
to be determined | 600 | unknown | cancelled | N/A | N/A | N/A | 47.2363 | 16.5371 | hungary
anuppur thermal energy (mp) pvt ltd | 800 | ultra-supercritical | pre-permit | N/A | N/A | N/A | 23.207 | 81.9793 | india
anuppur thermal energy (mp) pvt ltd | 800 | ultra-supercritical | pre-permit | N/A | N/A | N/A | 23.207 | 81.9793 | india
anuppur thermal energy (mp) pvt ltd | 800 | ultra-supercritical | pre-permit | N/A | N/A | N/A | 23.207 | 81.9793 | india
anuppur thermal energy (mp) pvt ltd | 800 | ultra-supercritical | pre-permit | N/A | N/A | N/A | 23.207 | 81.9793 | india
adani power ltd | 800 | ultra-supercritical | operating | 2023 | N/A | N/A | 24.8141 | 87.1355 | india
adani power ltd | 800 | ultra-supercritical | operating | 2023 | N/A | N/A | 24.8141 | 87.1355 | india
raigarh energy generation ltd | 600 | subcritical | operating | 2014 | N/A | N/A | 21.7438 | 83.2741 | india
raigarh energy generation ltd | 800 | ultra-supercritical | permitted | N/A | N/A | N/A | 21.7438 | 83.2741 | india
raigarh energy generation ltd | 800 | ultra-supercritical | permitted | N/A | N/A | N/A | 21.7438 | 83.2741 | india
shalivahana power corp ltd | 300 | unknown | cancelled | N/A | N/A | N/A | 19.16 | 79.5308 | india
hindalco industries ltd | 150 | subcritical | operating | 2014 | N/A | N/A | 21.7401 | 84.0606 | india
hindalco industries ltd | 150 | subcritical | operating | 2014 | N/A | N/A | 21.7401 | 84.0606 | india
hindalco industries ltd | 150 | subcritical | operating | 2014 | N/A | N/A | 21.7401 | 84.0606 | india
hindalco industries ltd | 150 | subcritical | operating | 2014 | N/A | N/A | 21.7401 | 84.0606 | india
hindalco industries ltd | 150 | subcritical | operating | 2014 | N/A | N/A | 21.7401 | 84.0606 | india
hindalco industries ltd | 150 | subcritical | operating | 2014 | N/A | N/A | 21.7401 | 84.0606 | india
indian railways | 330 | unknown | cancelled | N/A | N/A | N/A | 23.5 | 86.67 | india
ntpc ltd | 330 | unknown | cancelled | N/A | N/A | N/A | 23.5 | 86.67 | india
indian railways | 330 | unknown | cancelled | N/A | N/A | N/A | 23.5 | 86.67 | india
ntpc ltd | 330 | unknown | cancelled | N/A | N/A | N/A | 23.5 | 86.67 | india
shree cement ltd | 150 | subcritical | operating | 2011 | N/A | N/A | 26.0739 | 74.385 | india
shree cement ltd | 150 | subcritical | operating | 2012 | N/A | N/A | 26.0739 | 74.385 | india
gujarat mineral development co ltd | 125 | subcritical | operating | 2007 | N/A | N/A | 23.7725 | 68.6456 | india
gujarat mineral development co ltd | 125 | subcritical | operating | 2006 | N/A | N/A | 23.7725 | 68.6456 | india
gujarat mineral development co ltd | 250 | subcritical | cancelled | N/A | N/A | N/A | 23.6626 | 68.7843 | india
nlc india ltd | 330 | unknown | cancelled | N/A | N/A | N/A | 26.0136 | 80.3074 | india
uttar pradesh power corp ltd | 330 | unknown | cancelled | N/A | N/A | N/A | 26.0136 | 80.3074 | india
nlc india ltd | 330 | unknown | cancelled | N/A | N/A | N/A | 26.0136 | 80.3074 | india
uttar pradesh power corp ltd | 330 | unknown | cancelled | N/A | N/A | N/A | 26.0136 | 80.3074 | india
uttar pradesh power corp ltd | 330 | unknown | cancelled | N/A | N/A | N/A | 26.0136 | 80.3074 | india
nlc india ltd | 330 | unknown | cancelled | N/A | N/A | N/A | 26.0136 | 80.3074 | india
ambuja cements ltd | 33 | unknown | operating | 2003 | N/A | N/A | 21.67 | 82.0834 | india
ambuja cements ltd | 30 | subcritical | operating | 2007 | N/A | N/A | 20.8355 | 70.6955 | india
ambuja cements ltd | 30 | subcritical | operating | 2007 | N/A | N/A | 20.8355 | 70.6955 | india
ambuja cements ltd | 30 | subcritical | operating | 2010 | N/A | N/A | 20.8355 | 70.6955 | india
dcm shriram ltd | 600 | unknown | cancelled | N/A | N/A | N/A | 21.8488 | 82.6523 | india
rattanindia power ltd | 660 | supercritical | cancelled | N/A | N/A | N/A | 21.0803 | 77.9012 | india
rattanindia power ltd | 660 | supercritical | cancelled | N/A | N/A | N/A | 21.0803 | 77.9012 | india
rattanindia power ltd | 270 | subcritical | cancelled | N/A | N/A | N/A | 21.0803 | 77.9012 | india
rattanindia power ltd | 270 | subcritical | cancelled | N/A | N/A | N/A | 21.0803 | 77.9012 | india
rattanindia power ltd | 270 | subcritical | cancelled | N/A | N/A | N/A | 21.0803 | 77.9012 | india
rattanindia power ltd | 270 | subcritical | cancelled | N/A | N/A | N/A | 21.0803 | 77.9012 | india
rattanindia power ltd | 270 | subcritical | cancelled | N/A | N/A | N/A | 21.0803 | 77.9012 | india
rattanindia power ltd | 270 | subcritical | operating | 2013 | N/A | N/A | 21.0803 | 77.9012 | india
rattanindia power ltd | 270 | subcritical | operating | 2014 | N/A | N/A | 21.0803 | 77.9012 | india
rattanindia power ltd | 270 | subcritical | operating | 2015 | N/A | N/A | 21.0803 | 77.9012 | india
rattanindia power ltd | 270 | subcritical | operating | 2015 | N/A | N/A | 21.0803 | 77.9012 | india
rattanindia power ltd | 270 | subcritical | operating | 2015 | N/A | N/A | 21.0803 | 77.9012 | india
avantha power & infrastructure ltd | 660 | unknown | cancelled | 2016 | N/A | N/A | 21.6029 | 71.2182 | india
avantha power & infrastructure ltd | 660 | unknown | cancelled | 2016 | N/A | N/A | 21.6029 | 71.2182 | india
jindal india thermal power ltd | 1320 | unknown | cancelled | N/A | N/A | N/A | 21.127 | 84.9806 | india
jindal india thermal power ltd | 600 | subcritical | operating | 2014 | N/A | N/A | 21.127 | 84.9806 | india
jindal india thermal power ltd | 600 | subcritical | operating | 2015 | N/A | N/A | 21.127 | 84.9806 | india
jindal india thermal power ltd | 600 | subcritical | cancelled | N/A | N/A | N/A | 21.127 | 84.9806 | india
national aluminium co ltd | 120 | subcritical | operating | 1985 | N/A | N/A | 20.849 | 85.1902 | india
national aluminium co ltd | 120 | subcritical | operating | 2010 | N/A | N/A | 20.849 | 85.1902 | india
national aluminium co ltd | 250 | subcritical | cancelled | N/A | N/A | N/A | 20.849 | 85.1902 | india
national aluminium co ltd | 250 | unknown | cancelled | N/A | N/A | N/A | 20.849 | 85.1902 | india
national aluminium co ltd | 120 | subcritical | operating | 1985 | N/A | N/A | 20.849 | 85.1902 | india
national aluminium co ltd | 120 | subcritical | operating | 1985 | N/A | N/A | 20.849 | 85.1902 | india
national aluminium co ltd | 120 | subcritical | operating | 1985 | N/A | N/A | 20.849 | 85.1902 | india
national aluminium co ltd | 120 | subcritical | operating | 1990 | N/A | N/A | 20.849 | 85.1902 | india
national aluminium co ltd | 120 | subcritical | operating | 1994 | N/A | N/A | 20.849 | 85.1902 | india
national aluminium co ltd | 120 | subcritical | operating | 2002 | N/A | N/A | 20.849 | 85.1902 | india
national aluminium co ltd | 120 | subcritical | operating | 2009 | N/A | N/A | 20.849 | 85.1902 | india
national aluminium co ltd | 120 | subcritical | operating | 2010 | N/A | N/A | 20.849 | 85.1902 | india
jindal steel & power ltd | 135 | subcritical | operating | 2011 | N/A | N/A | 20.8925 | 84.9904 | india
jindal steel & power ltd | 135 | subcritical | operating | 2012 | N/A | N/A | 20.8925 | 84.9904 | india
jindal steel & power ltd | 135 | subcritical | operating | 2013 | N/A | N/A | 20.8925 | 84.9904 | india
jindal steel & power ltd | 135 | subcritical | operating | 2013 | N/A | N/A | 20.8925 | 84.9904 | india
jindal steel & power ltd | 135 | subcritical | operating | 2013 | N/A | N/A | 20.8925 | 84.9904 | india
jindal steel & power ltd | 135 | subcritical | operating | 2014 | N/A | N/A | 20.8925 | 84.9904 | india
vsf projects ltd | 350 | supercritical | cancelled | N/A | N/A | N/A | 14.1383 | 79.9909 | india
vsf projects ltd | 135 | supercritical | cancelled | N/A | N/A | N/A | 14.1383 | 79.9909 | india
uttar pradesh rajya vidyut utpadan nigam ltd | 210 | subcritical | operating | 1986 | N/A | N/A | 24.202 | 82.7891 | india
uttar pradesh rajya vidyut utpadan nigam ltd | 210 | subcritical | operating | 1987 | N/A | N/A | 24.202 | 82.7891 | india
uttar pradesh rajya vidyut utpadan nigam ltd | 210 | subcritical | operating | 1988 | N/A | N/A | 24.202 | 82.7891 | india
uttar pradesh rajya vidyut utpadan nigam ltd | 500 | subcritical | operating | 1993 | N/A | N/A | 24.202 | 82.7891 | india
uttar pradesh rajya vidyut utpadan nigam ltd | 500 | subcritical | operating | 1994 | N/A | N/A | 24.202 | 82.7891 | india
lanco infratech ltd | 600 | subcritical | operating | 2011 | N/A | N/A | 24.2038 | 82.7973 | india
lanco infratech ltd | 600 | subcritical | operating | 2011 | N/A | N/A | 24.2038 | 82.7973 | india
uttar pradesh rajya vidyut utpadan nigam ltd | 500 | subcritical | operating | 2015 | N/A | N/A | 24.1963 | 82.8063 | india
uttar pradesh rajya vidyut utpadan nigam ltd | 500 | subcritical | operating | 2016 | N/A | N/A | 24.1963 | 82.8063 | india
uttar pradesh rajya vidyut utpadan nigam ltd | 660 | supercritical | cancelled | N/A | N/A | N/A | 26.1928 | 79.9403 | india
uttar pradesh rajya vidyut utpadan nigam ltd | 660 | supercritical | cancelled | N/A | N/A | N/A | 26.1928 | 79.9403 | india
meja urja nigam pvt ltd | 800 | supercritical | announced | N/A | N/A | N/A | 24.2046 | 82.7827 | india
meja urja nigam pvt ltd | 800 | supercritical | announced | N/A | N/A | N/A | 24.2046 | 82.7827 | india
new zone india pvt ltd | 1320 | supercritical | cancelled | N/A | N/A | N/A | 23.153 | 81.8324 | india
mb power (madhya pradesh) ltd | 800 | ultra-supercritical | pre-permit | N/A | N/A | N/A | 23.0737 | 81.7843 | india
mb power (madhya pradesh) ltd | 800 | ultra-supercritical | pre-permit | N/A | N/A | N/A | 23.0737 | 81.7843 | india
mb power (madhya pradesh) ltd | 660 | supercritical | cancelled | N/A | N/A | N/A | 23.0737 | 81.7843 | india
mb power (madhya pradesh) ltd | 660 | supercritical | cancelled | N/A | N/A | N/A | 23.0737 | 81.7843 | india
mb power (madhya pradesh) ltd | 630 | subcritical | operating | 2015 | N/A | N/A | 23.0737 | 81.7843 | india
mb power (madhya pradesh) ltd | 630 | subcritical | operating | 2016 | N/A | N/A | 23.0737 | 81.7843 | india
ksk energy ventures ltd | 43 | subcritical | operating | 2008 | N/A | N/A | 21.9663 | 82.3404 | india
ksk energy ventures ltd | 43 | subcritical | operating | 2011 | N/A | N/A | 21.9663 | 82.3404 | india
ars steels & alloy international pvt ltd | 60 | CFB | operating | 2013 | N/A | N/A | 13.4239 | 80.0661 | india
ars steels & alloy international pvt ltd | 135 | subcritical | cancelled | N/A | N/A | N/A | 13.4239 | 80.0661 | india
ars steels & alloy international pvt ltd | 350 | supercritical | cancelled | N/A | N/A | N/A | 13.4239 | 80.0661 | india
cesc ltd | 40 | subcritical | operating | 2007 | N/A | N/A | 23.65 | 88.13 | india
dpsc ltd | 270 | subcritical | cancelled | N/A | N/A | N/A | 23.68 | 86.99 | india
dpsc ltd | 270 | subcritical | cancelled | N/A | N/A | N/A | 23.68 | 86.99 | india
astarc power pvt ltd | 660 | supercritical | cancelled | N/A | N/A | N/A | 20.8638 | 79.2737 | india
astarc power pvt ltd | 660 | supercritical | cancelled | N/A | N/A | N/A | 20.8638 | 79.2737 | india
athena chattisgarh power ltd | 600 | supercritical | construction | 2025 | N/A | N/A | 21.9068 | 83.129 | india
athena chattisgarh power ltd | 600 | supercritical | construction | 2025 | N/A | N/A | 21.9068 | 83.129 | india
nc energy ltd | 660 | supercritical | cancelled | N/A | N/A | N/A | 8.43 | 78.02 | india
nc energy ltd | 660 | supercritical | cancelled | N/A | N/A | N/A | 8.43 | 78.02 | india
nc energy ltd | 660 | supercritical | cancelled | N/A | N/A | N/A | 8.43 | 78.02 | india
nc energy ltd | 660 | supercritical | cancelled | N/A | N/A | N/A | 8.43 | 78.02 | india
atul ltd | 50 | unknown | operating | 2024 | N/A | N/A | 20.5371 | 72.9333 | india
atul ltd | 34 | unknown | operating | 2017 | N/A | N/A | 20.5371 | 72.9333 | india
ntpc ltd | 300 | unknown | cancelled | N/A | N/A | N/A | 26.464 | 79.5065 | india
unitech machines ltd | 250 | subcritical | cancelled | N/A | N/A | N/A | 26.464 | 79.5065 | india
lanco infratech ltd | 660 | supercritical | cancelled | N/A | N/A | N/A | 20.8264 | 85.2965 | india
lanco infratech ltd | 660 | supercritical | cancelled | N/A | N/A | N/A | 20.8264 | 85.2965 | india
lanco infratech ltd | 660 | supercritical | cancelled | N/A | N/A | N/A | 20.8264 | 85.2965 | india
lanco infratech ltd | 660 | supercritical | cancelled | N/A | N/A | N/A | 20.8264 | 85.2965 | india
ntpc ltd | 95 | subcritical | retired | 1973 | 2018 | N/A | 28.5054 | 77.3074 | india
ntpc ltd | 95 | subcritical | retired | 1974 | 2018 | N/A | 28.5054 | 77.3074 | india
ntpc ltd | 95 | subcritical | retired | 1975 | 2018 | N/A | 28.5054 | 77.3074 | india
ntpc ltd | 210 | subcritical | retired | 1978 | 2018 | N/A | 28.5054 | 77.3074 | india
ntpc ltd | 210 | subcritical | retired | 1981 | 2018 | N/A | 28.5054 | 77.3074 | india
the west bengal power development corp ltd | 210 | subcritical | operating | 1999 | N/A | N/A | 23.8292 | 87.451 | india
the west bengal power development corp ltd | 210 | subcritical | operating | 2000 | N/A | N/A | 23.8292 | 87.451 | india
the west bengal power development corp ltd | 210 | subcritical | operating | 2001 | N/A | N/A | 23.8292 | 87.451 | india
the west bengal power development corp ltd | 210 | subcritical | operating | 2007 | N/A | N/A | 23.8292 | 87.451 | india
the west bengal power development corp ltd | 210 | subcritical | operating | 2009 | N/A | N/A | 23.8292 | 87.451 | india
the west bengal power development corp ltd | 660 | supercritical | cancelled | N/A | N/A | N/A | 23.8285 | 87.4513 | india
cesc ltd | 660 | supercritical | cancelled | N/A | N/A | N/A | 23.1262 | 88.4561 | india
cesc ltd | 660 | supercritical | cancelled | N/A | N/A | N/A | 23.1262 | 88.4561 | india
cesc ltd | 660 | supercritical | cancelled | N/A | N/A | N/A | 23.1262 | 88.4561 | india
jaypee cement corp ltd | 35 | subcritical | operating | 2009 | N/A | N/A | 16.2833 | 81.2167 | india
sahara india power corporation ltd | 660 | supercritical | cancelled | N/A | N/A | N/A | 20.2208 | 83.1917 | india
sahara india power corporation ltd | 660 | supercritical | cancelled | N/A | N/A | N/A | 20.2208 | 83.1917 | india
bharat aluminium co ltd | 67.5 | subcritical | operating | 1988 | N/A | N/A | 22.3931 | 82.7439 | india
bharat aluminium co ltd | 67.5 | subcritical | operating | 1988 | N/A | N/A | 22.3931 | 82.7439 | india
bharat aluminium co ltd | 67.5 | subcritical | operating | 1988 | N/A | N/A | 22.3931 | 82.7439 | india
bharat aluminium co ltd | 67.5 | subcritical | operating | 1988 | N/A | N/A | 22.3931 | 82.7439 | india
bharat aluminium co ltd | 135 | subcritical | operating | 2005 | N/A | N/A | 22.3978 | 82.7402 | india
bharat aluminium co ltd | 135 | subcritical | operating | 2005 | N/A | N/A | 22.3978 | 82.7402 | india
bharat aluminium co ltd | 135 | subcritical | operating | 2006 | N/A | N/A | 22.3978 | 82.7402 | india
bharat aluminium co ltd | 135 | subcritical | operating | 2006 | N/A | N/A | 22.3978 | 82.7402 | india
bharat aluminium co ltd | 300 | subcritical | operating | 2015 | N/A | N/A | 22.399 | 82.74 | india
bharat aluminium co ltd | 300 | subcritical | operating | 2016 | N/A | N/A | 22.399 | 82.74 | india
bharat aluminium co ltd | 300 | subcritical | operating | 2013 | N/A | N/A | 22.399 | 82.74 | india
bharat aluminium co ltd | 300 | subcritical | operating | 2013 | N/A | N/A | 22.399 | 82.74 | india
ballarpur industries ltd | 40 | subcritical | operating | 2009 | N/A | N/A | 19.8605 | 79.3394 | india
jain energy ltd | 1200 | unknown | cancelled | N/A | N/A | N/A | 22.0454 | 82.6479 | india
banas thermal power pvt ltd | 660 | unknown | cancelled | N/A | N/A | N/A | 23.1029 | 81.6981 | india
banas thermal power pvt ltd | 660 | unknown | cancelled | N/A | N/A | N/A | 23.1029 | 81.6981 | india
the west bengal power development corp ltd | 60 | subcritical | retired | 1965 | 2022 | N/A | 22.9957 | 88.4038 | india
the west bengal power development corp ltd | 60 | subcritical | operating | 1965 | N/A | N/A | 22.9957 | 88.4038 | india
the west bengal power development corp ltd | 60 | subcritical | retired | 1966 | 2018 | N/A | 22.9957 | 88.4038 | india
the west bengal power development corp ltd | 60 | subcritical | retired | 1966 | 2018 | N/A | 22.9957 | 88.4038 | india
the west bengal power development corp ltd | 210 | subcritical | operating | 1982 | N/A | N/A | 22.9957 | 88.4038 | india
sembcorp energy india ltd | 660 | supercritical | operating | 2015 | N/A | N/A | 14.3512 | 80.1431 | india
sembcorp energy india ltd | 660 | supercritical | operating | 2015 | N/A | N/A | 14.3512 | 80.1431 | india
sembcorp energy india ltd | 660 | supercritical | cancelled | N/A | N/A | N/A | 14.3512 | 80.1431 | india
jas infrastructure and power ltd | 660 | supercritical | cancelled | N/A | N/A | N/A | 24.714 | 86.9583 | india
jas infrastructure and power ltd | 660 | supercritical | cancelled | N/A | N/A | N/A | 24.714 | 86.9583 | india
jas infrastructure and power ltd | 660 | supercritical | cancelled | N/A | N/A | N/A | 24.714 | 86.9583 | india
jas infrastructure and power ltd | 660 | supercritical | cancelled | N/A | N/A | N/A | 24.714 | 86.9583 | india
bansagar thermal power | 800 | supercritical | cancelled | N/A | N/A | N/A | 24.0234 | 81.3743 | india
bansagar thermal power | 800 | supercritical | cancelled | N/A | N/A | N/A | 24.0234 | 81.3743 | india
rajasthan rajya vidyut utpadan nigam ltd | 660 | supercritical | cancelled | N/A | N/A | N/A | 23.5405 | 74.4423 | india
rajasthan rajya vidyut utpadan nigam ltd | 660 | supercritical | cancelled | N/A | N/A | N/A | 23.5405 | 74.4423 | india
jaiprakash power ventures ltd | 1320 | unknown | cancelled | N/A | N/A | N/A | 25.1963 | 81.6585 | india
jaiprakash power ventures ltd | 660 | supercritical | operating | 2015 | N/A | N/A | 25.1963 | 81.6585 | india
jaiprakash power ventures ltd | 660 | supercritical | operating | 2016 | N/A | N/A | 25.1963 | 81.6585 | india
jaiprakash power ventures ltd | 660 | supercritical | operating | 2017 | N/A | N/A | 25.1963 | 81.6585 | india
parekh aluminex ltd | 250 | subcritical | cancelled | N/A | N/A | N/A | 26.92 | 81.2 | india
db power ltd | 600 | subcritical | operating | 2014 | N/A | N/A | 21.9114 | 83.1889 | india
db power ltd | 600 | subcritical | operating | 2015 | N/A | N/A | 21.9114 | 83.1889 | india
jinbhuvish power generations pvt ltd | 1320 | unknown | cancelled | N/A | N/A | N/A | 20.3321 | 82.692 | india
jsw energy ltd | 900 | unknown | cancelled | N/A | N/A | N/A | 23.1922 | 85.7089 | india
bihar state power holding co ltd | 110 | subcritical | retired | 1983 | 2024 | N/A | 25.3914 | 86.0235 | india
bihar state power holding co ltd | 110 | subcritical | retired | 1985 | 2024 | N/A | 25.3914 | 86.0235 | india
bihar state power holding co ltd | 250 | subcritical | operating | 2018 | N/A | N/A | 25.3914 | 86.0235 | india
bihar state power holding co ltd | 250 | subcritical | operating | 2021 | N/A | N/A | 25.3914 | 86.0235 | india
shri jagannath steels & power ltd | 30 | subcritical | operating | 2015 | N/A | N/A | 21.633 | 85.6 | india
ntpc ltd | 660 | supercritical | cancelled | N/A | N/A | N/A | 24.7833 | 79.9 | india
ntpc ltd | 660 | supercritical | cancelled | N/A | N/A | N/A | 24.7833 | 79.9 | india
ntpc ltd | 660 | supercritical | cancelled | N/A | N/A | N/A | 24.7833 | 79.9 | india
ntpc ltd | 660 | supercritical | cancelled | N/A | N/A | N/A | 24.7833 | 79.9 | india
bajaj hindusthan sugar ltd | 660 | supercritical | cancelled | N/A | N/A | N/A | 25.1359 | 81.4447 | india
bajaj hindusthan sugar ltd | 660 | supercritical | cancelled | N/A | N/A | N/A | 25.1359 | 81.4447 | india
bajaj hindusthan sugar ltd | 660 | supercritical | cancelled | N/A | N/A | N/A | 25.1359 | 81.4447 | india
ntpc ltd | 660 | supercritical | operating | 2021 | N/A | N/A | 25.4693 | 85.7452 | india
ntpc ltd | 660 | supercritical | operating | 2023 | N/A | N/A | 25.4865 | 85.7452 | india
ntpc ltd | 660 | supercritical | construction | 2025 | N/A | N/A | 25.4865 | 85.7452 | india
ntpc ltd | 660 | supercritical | operating | 2014 | N/A | N/A | 25.4865 | 85.7452 | india
ntpc ltd | 660 | supercritical | operating | 2015 | N/A | N/A | 25.4865 | 85.7452 | india
lalitpur power generation co ltd | 45 | subcritical | operating | 2011 | N/A | N/A | 28.55 | 80.1 | india
lalitpur power generation co ltd | 45 | subcritical | operating | 2012 | N/A | N/A | 28.55 | 80.1 | india
nlc india ltd | 125 | subcritical | operating | 2010 | N/A | N/A | 27.845 | 73.1994 | india
nlc india ltd | 125 | subcritical | operating | 2011 | N/A | N/A | 27.845 | 73.1994 | india
nlc india ltd | 250 | subcritical | cancelled | N/A | N/A | N/A | 27.845 | 73.1994 | india
mahanadi basin power ltd | 800 | supercritical | announced | 2028 | N/A | N/A | 22.1167 | 84.0333 | india
mahanadi basin power ltd | 800 | supercritical | announced | 2028 | N/A | N/A | 22.1167 | 84.0333 | india
mahanadi basin power ltd | 800 | ultra-supercritical | announced | 2033 | N/A | N/A | 22.1167 | 84.0333 | india
mahanadi basin power ltd | 800 | ultra-supercritical | announced | 2033 | N/A | N/A | 22.1167 | 84.0333 | india
mahanadi basin power ltd | 800 | ultra-supercritical | announced | 2033 | N/A | N/A | 22.1167 | 84.0333 | india
tata power co ltd | 270 | subcritical | operating | 2013 | N/A | N/A | 20.8091 | 79.0549 | india
tata power co ltd | 270 | unknown | cancelled | N/A | N/A | N/A | 20.8091 | 79.0549 | india
mantri power | 540 | unknown | cancelled | N/A | N/A | N/A | 20.8064 | 79.0519 | india
karnataka power corp ltd | 500 | subcritical | operating | 2007 | N/A | N/A | 15.1932 | 76.7195 | india
karnataka power corp ltd | 500 | subcritical | operating | 2012 | N/A | N/A | 15.1932 | 76.7195 | india
karnataka power corp ltd | 700 | supercritical | operating | 2016 | N/A | N/A | 15.1932 | 76.7195 | india
telangana state power generation corp ltd | 270 | subcritical | operating | 2020 | N/A | N/A | 18.0275 | 80.7356 | india
telangana state power generation corp ltd | 270 | subcritical | operating | 2020 | N/A | N/A | 18.0275 | 80.7356 | india
telangana state power generation corp ltd | 270 | subcritical | operating | 2021 | N/A | N/A | 18.0275 | 80.7356 | india
telangana state power generation corp ltd | 270 | subcritical | operating | 2022 | N/A | N/A | 18.0275 | 80.7356 | india
jsw steel ltd | 2000 | subcritical | cancelled | N/A | N/A | N/A | 20.11 | 79.121 | india
central india power co ltd | 660 | supercritical | cancelled | N/A | N/A | N/A | 20.11 | 79.121 | india
central india power co ltd | 660 | supercritical | cancelled | N/A | N/A | N/A | 20.11 | 79.121 | india
opg power ventures plc | 150 | subcritical | operating | 2015 | N/A | N/A | 22.8962 | 69.8963 | india
opg power ventures plc | 150 | subcritical | operating | 2015 | N/A | N/A | 22.8962 | 69.8963 | india
kutchh power generation ltd | 660 | supercritical | cancelled | N/A | N/A | N/A | 22.9094 | 69.8999 | india
kutchh power generation ltd | 660 | supercritical | cancelled | N/A | N/A | N/A | 22.9094 | 69.8999 | india
kutchh power generation ltd | 660 | supercritical | cancelled | N/A | N/A | N/A | 22.9094 | 69.8999 | india
kutchh power generation ltd | 660 | supercritical | cancelled | N/A | N/A | N/A | 22.9094 | 69.8999 | india
kutchh power generation ltd | 660 | supercritical | cancelled | N/A | N/A | N/A | 22.9094 | 69.8999 | india
ganga power & natural resources ltd | 1320 | unknown | cancelled | N/A | N/A | N/A | 25.2635 | 87.2344 | india
ganga power & natural resources ltd | 660 | supercritical | cancelled | N/A | N/A | N/A | 25.2635 | 87.2344 | india
ganga power & natural resources ltd | 660 | supercritical | cancelled | N/A | N/A | N/A | 25.2635 | 87.2344 | india
kvk energy & infrastructure pvt ltd | 600 | unknown | cancelled | N/A | N/A | N/A | 21.8784 | 82.4516 | india
kvk energy & infrastructure pvt ltd | 600 | unknown | cancelled | N/A | N/A | N/A | 21.8784 | 82.4516 | india
chhattisgarh state power generation co ltd | 660 | unknown | cancelled | N/A | N/A | N/A | 23.3438 | 83.196 | india
indiabulls group | 660 | unknown | cancelled | N/A | N/A | N/A | 23.3438 | 83.196 | india
bhandara thermal power corp | 660 | supercritical | cancelled | N/A | N/A | N/A | 21.2718 | 79.6882 | india
bhandara thermal power corp | 660 | supercritical | cancelled | N/A | N/A | N/A | 21.2718 | 79.6882 | india
bhandara thermal power corp | 660 | supercritical | cancelled | N/A | N/A | N/A | 21.2718 | 79.6882 | india
bhandara thermal power corp | 660 | supercritical | cancelled | N/A | N/A | N/A | 21.2718 | 79.6882 | india
nagpur municipal corporation corp | 500 | subcritical | cancelled | N/A | N/A | N/A | 20.0099 | 79.1958 | india
maruti clean coal and power ltd | 300 | subcritical | operating | 2015 | N/A | N/A | 22.341 | 82.4306 | india
bgr energy systems ltd | 660 | supercritical | cancelled | N/A | N/A | N/A | 20.2855 | 85.2948 | india
bgr energy systems ltd | 660 | supercritical | cancelled | N/A | N/A | N/A | 20.2855 | 85.2948 | india
universal crescent power pvt ltd | 1320 | supercritical | cancelled | N/A | N/A | N/A | 22.467 | 70.067 | india
universal crescent power pvt ltd | 1320 | supercritical | cancelled | N/A | N/A | N/A | 22.467 | 70.067 | india
universal crescent power pvt ltd | 660 | supercritical | cancelled | N/A | N/A | N/A | 22.467 | 70.067 | india
universal crescent power pvt ltd | 660 | supercritical | cancelled | N/A | N/A | N/A | 22.467 | 70.067 | india
east coast energy pvt ltd | 660 | supercritical | cancelled | N/A | N/A | N/A | 18.5214 | 84.2393 | india
east coast energy pvt ltd | 660 | supercritical | cancelled | N/A | N/A | N/A | 18.5214 | 84.2393 | india
east coast energy pvt ltd | 660 | supercritical | cancelled | N/A | N/A | N/A | 18.5214 | 84.2393 | india
east coast energy pvt ltd | 660 | supercritical | cancelled | N/A | N/A | N/A | 18.5214 | 84.2393 | india
bhavnagar energy co ltd | 250 | CFB | operating | 2016 | N/A | N/A | 21.5832 | 72.2222 | india
bhavnagar energy co ltd | 250 | CFB | operating | 2017 | N/A | N/A | 21.5832 | 72.2222 | india
jharkhand vidyut vikas nigam ltd | 660 | unknown | cancelled | N/A | N/A | N/A | 24.17 | 83.81 | india
jharkhand vidyut vikas nigam ltd | 660 | unknown | cancelled | N/A | N/A | N/A | 24.17 | 83.81 | india
mahavir global coal pvt ltd | 540 | unknown | cancelled | N/A | N/A | N/A | 22.1417 | 83.2439 | india
visa power ltd | 660 | subcritical | cancelled | N/A | N/A | N/A | 20.9718 | 71.483 | india
visa power ltd | 660 | subcritical | cancelled | N/A | N/A | N/A | 20.9718 | 71.483 | india
ballarpur industries ltd | 30 | subcritical | operating | 1997 | N/A | N/A | 18.2422 | 74.7526 | india
ballarpur industries ltd | 30 | subcritical | operating | 2009 | N/A | N/A | 18.2422 | 74.7526 | india
ntpc-sail power co ltd | 30 | subcritical | operating | 1982 | N/A | N/A | 21.184 | 81.4237 | india
ntpc-sail power co ltd | 30 | subcritical | operating | 1983 | N/A | N/A | 21.184 | 81.4237 | india
ntpc-sail power co ltd | 250 | subcritical | operating | 2009 | N/A | N/A | 21.184 | 81.4237 | india
ntpc-sail power co ltd | 250 | subcritical | operating | 2009 | N/A | N/A | 21.184 | 81.4237 | india
ntpc-sail power co ltd | 250 | unknown | cancelled | N/A | N/A | N/A | 21.184 | 81.4237 | india
ntpc-sail power co ltd | 250 | unknown | cancelled | N/A | N/A | N/A | 21.184 | 81.4237 | india
ntpc-sail power co ltd | 250 | unknown | cancelled | N/A | N/A | N/A | 21.184 | 81.4237 | india
ntpc-sail power co ltd | 250 | unknown | cancelled | N/A | N/A | N/A | 21.184 | 81.4237 | india
himavat power pvt ltd | 660 | supercritical | cancelled | N/A | N/A | N/A | 26.1942 | 79.9075 | india
himavat power pvt ltd | 660 | supercritical | cancelled | N/A | N/A | N/A | 26.1942 | 79.9075 | india
bhubaneshwar power pvt ltd | 67.5 | unknown | operating | 2016 | N/A | N/A | 20.4794 | 85.7449 | india
bhubaneshwar power pvt ltd | 67.5 | unknown | operating | 2016 | N/A | N/A | 20.4794 | 85.7449 | india
corporate power ltd | 660 | supercritical | cancelled | N/A | N/A | N/A | 23.73 | 84.47 | india
maharashtra state power generation co ltd | 660 | supercritical | construction | 2025 | N/A | N/A | 21.048 | 75.855 | india
maharashtra state power generation co ltd | 55 | subcritical | retired | 1968 | 2010 | N/A | 21.048 | 75.855 | india
maharashtra state power generation co ltd | 210 | subcritical | retired | 1979 | 2017 | N/A | 21.048 | 75.855 | india
maharashtra state power generation co ltd | 210 | subcritical | operating | 1982 | N/A | N/A | 21.048 | 75.855 | india
maharashtra state power generation co ltd | 500 | subcritical | operating | 2012 | N/A | N/A | 21.048 | 75.855 | india
maharashtra state power generation co ltd | 500 | subcritical | operating | 2013 | N/A | N/A | 21.048 | 75.855 | india
tata steel ltd | 1000 | unknown | cancelled | N/A | N/A | N/A | 22.9868 | 87.855 | india
bihar mega power ltd | 4000 | unknown | cancelled | N/A | N/A | N/A | 24.8333 | 86.8748 | india
gmr group | 660 | supercritical | cancelled | N/A | N/A | N/A | 25.43 | 79.71 | india
gmr group | 660 | supercritical | cancelled | N/A | N/A | N/A | 25.43 | 79.71 | india
gmr group | 660 | supercritical | cancelled | N/A | N/A | N/A | 25.43 | 79.71 | india
jinbhuvish power generations pvt ltd | 660 | subcritical | cancelled | N/A | N/A | N/A | 19.7071 | 77.7376 | india
jinbhuvish power generations pvt ltd | 300 | subcritical | cancelled | N/A | N/A | N/A | 19.7071 | 77.7376 | india
jinbhuvish power generations pvt ltd | 300 | subcritical | cancelled | N/A | N/A | N/A | 19.7071 | 77.7376 | india
rajasthan rajya vidyut utpadan nigam ltd | 32.5 | unknown | announced | N/A | N/A | N/A | 28.0266 | 73.3183 | india
nlc india ltd | 92.5 | unknown | announced | N/A | N/A | N/A | 28.0266 | 73.3183 | india
rajasthan rajya vidyut utpadan nigam ltd | 32.5 | unknown | announced | N/A | N/A | N/A | 28.0266 | 73.3183 | india
nlc india ltd | 92.5 | unknown | announced | N/A | N/A | N/A | 28.0266 | 73.3183 | india
rajasthan rajya vidyut utpadan nigam ltd | 32.5 | unknown | announced | N/A | N/A | N/A | 28.0266 | 73.3183 | india
nlc india ltd | 92.5 | unknown | announced | N/A | N/A | N/A | 28.0266 | 73.3183 | india
ntpc ltd | 660 | supercritical | cancelled | 2022 | N/A | N/A | 26.7634 | 80.0581 | india
ntpc ltd | 660 | supercritical | cancelled | N/A | N/A | N/A | 26.7634 | 80.0581 | india
jaiprakash power ventures ltd | 250 | subcritical | operating | 2012 | N/A | N/A | 24.3172 | 78.1336 | india
jaiprakash power ventures ltd | 250 | subcritical | operating | 2013 | N/A | N/A | 24.3172 | 78.1336 | india
jaiprakash power ventures ltd | 700 | unknown | cancelled | N/A | N/A | N/A | 24.3172 | 78.1336 | india
sks power generation | 300 | subcritical | operating | 2017 | N/A | N/A | 22.0104 | 83.2058 | india
sks power generation | 300 | subcritical | operating | 2018 | N/A | N/A | 22.0104 | 83.2058 | india
sks power generation | 300 | subcritical | announced | 2031 | N/A | N/A | 22.0104 | 83.2058 | india
sks power generation | 300 | subcritical | announced | 2031 | N/A | N/A | 22.0104 | 83.2058 | india
birla energy infra ltd | 1320 | unknown | cancelled | N/A | N/A | N/A | 22.5781 | 70.2774 | india
hindustan powerprojects pvt ltd | 660 | supercritical | cancelled | N/A | N/A | N/A | 21.7565 | 82.783 | india
hindustan powerprojects pvt ltd | 660 | supercritical | cancelled | N/A | N/A | N/A | 21.7565 | 82.783 | india
nlc india ltd | 250 | subcritical | announced | N/A | N/A | N/A | 27.8499 | 72.7173 | india
bla power pvt ltd | 540 | unknown | cancelled | N/A | N/A | N/A | 22.1727 | 83.3534 | india
bodal chemicals ltd | 60 | unknown | construction | 2024 | N/A | N/A | 21.8029 | 72.8539 | india
bodal chemicals ltd | 60 | unknown | construction | 2024 | N/A | N/A | 21.8029 | 72.8539 | india
bokaro power supply company pvt ltd | 55 | subcritical | operating | 1972 | N/A | N/A | 23.6859 | 86.0929 | india
bokaro power supply company pvt ltd | 55 | subcritical | operating | 1973 | N/A | N/A | 23.6859 | 86.0929 | india
bokaro power supply company pvt ltd | 60 | subcritical | operating | 1986 | N/A | N/A | 23.6859 | 86.0929 | india
bokaro power supply company pvt ltd | 60 | subcritical | operating | 1988 | N/A | N/A | 23.6859 | 86.0929 | india
bokaro power supply company pvt ltd | 60 | subcritical | operating | 1989 | N/A | N/A | 23.6859 | 86.0929 | india
bokaro power supply company pvt ltd | 36 | subcritical | operating | 2014 | N/A | N/A | 23.6859 | 86.0929 | india
damodar valley corp | 500 | subcritical | operating | 2016 | N/A | N/A | 23.7829 | 85.8834 | india
damodar valley corp | 210 | subcritical | retired | 1986 | 2017 | N/A | 23.7829 | 85.8834 | india
damodar valley corp | 210 | subcritical | retired | 1990 | 2017 | N/A | 23.7829 | 85.8834 | india
damodar valley corp | 210 | subcritical | retired | 1993 | 2021 | N/A | 23.7829 | 85.8834 | india
ntpc ltd | 250 | subcritical | cancelled | N/A | N/A | N/A | 26.4444 | 90.3672 | india
ntpc ltd | 250 | subcritical | operating | 2015 | N/A | N/A | 26.4444 | 90.3672 | india
ntpc ltd | 250 | subcritical | operating | 2017 | N/A | N/A | 26.4444 | 90.3672 | india
ntpc ltd | 250 | subcritical | operating | 2019 | N/A | N/A | 26.4444 | 90.3672 | india
assam state electricity board | 250 | subcritical | retired | 1981 | 2002 | N/A | 26.4406 | 90.3619 | india
assam state electricity board | 250 | subcritical | retired | 1982 | 2002 | N/A | 26.4406 | 90.3619 | india
assam state electricity board | 250 | subcritical | retired | 1985 | 2002 | N/A | 26.4406 | 90.3619 | india
assam state electricity board | 250 | subcritical | retired | 1986 | 2002 | N/A | 26.4406 | 90.3619 | india
assam power projects development co | 250 | CFB | cancelled | N/A | N/A | N/A | 27.3031 | 95.4426 | india
indu projects ltd | 1000 | unknown | cancelled | N/A | N/A | N/A | 14.6707 | 77.5907 | india
cesc ltd | 250 | subcritical | operating | 1997 | N/A | N/A | 22.4703 | 88.1399 | india
cesc ltd | 250 | subcritical | operating | 1999 | N/A | N/A | 22.4703 | 88.1399 | india
cesc ltd | 250 | subcritical | operating | 2010 | N/A | N/A | 22.4703 | 88.1399 | india
chhattisgarh state power generation co ltd | 500 | unknown | cancelled | N/A | N/A | N/A | 23.6521 | 82.0482 | india
himachal emta power | 250 | unknown | cancelled | N/A | N/A | N/A | 23.5843 | 87.117 | india
himachal emta power | 250 | unknown | cancelled | N/A | N/A | N/A | 23.5843 | 87.117 | india
reliance power ltd | 300 | subcritical | operating | 2012 | N/A | N/A | 20.9286 | 78.9333 | india
reliance power ltd | 300 | subcritical | operating | 2013 | N/A | N/A | 20.9286 | 78.9333 | india
reliance power ltd | 300 | unknown | cancelled | N/A | N/A | N/A | 20.9286 | 78.9333 | india
sjvn thermal pvt ltd | 660 | supercritical | construction | 2025 | N/A | N/A | 25.4623 | 83.8826 | india
sjvn thermal pvt ltd | 660 | supercritical | construction | 2025 | N/A | N/A | 25.4623 | 83.8826 | india
sjvn thermal pvt ltd | 660 | unknown | pre-permit | N/A | N/A | N/A | 25.4623 | 83.8826 | india
casecade power ltd | 1320 | unknown | cancelled | N/A | N/A | N/A | 24.75 | 85 | india
cauvery power generation chennai pvt ltd | 63 | subcritical | operating | 2012 | N/A | N/A | 13.4232 | 80.0663 | india
cauvery power generation chennai pvt ltd | 180 | unknown | cancelled | N/A | N/A | N/A | 13.4232 | 80.0663 | india
cauvery power generation chennai pvt ltd | 180 | unknown | cancelled | N/A | N/A | N/A | 13.4232 | 80.0663 | india
nitin thermal power pvt ltd | 660 | supercritical | cancelled | N/A | N/A | N/A | 24.53 | 81.29 | india
acb (india) ltd | 30 | subcritical | mothballed | 2007 | N/A | N/A | 22.3937 | 82.5532 | india
acb (india) ltd | 30 | subcritical | operating | 2014 | N/A | N/A | 22.3937 | 82.5532 | india
karnataka power corp ltd | 500 | unknown | cancelled | N/A | N/A | N/A | 12.19 | 76.45 | india
karnataka power corp ltd | 500 | unknown | cancelled | N/A | N/A | N/A | 12.19 | 76.45 | india
adhunik power and natural resources ltd | 1320 | supercritical | cancelled | N/A | N/A | N/A | 22.03 | 82.97 | india
acb (india) ltd | 600 | unknown | cancelled | N/A | N/A | N/A | 22.27 | 82.6141 | india
acb (india) ltd | 600 | unknown | cancelled | N/A | N/A | N/A | 22.27 | 82.6141 | india
hindustan zinc ltd | 77 | subcritical | operating | 2005 | N/A | N/A | 24.9632 | 74.6685 | india
hindustan zinc ltd | 77 | subcritical | operating | 2005 | N/A | N/A | 24.9632 | 74.6685 | india
hindustan zinc ltd | 80 | subcritical | operating | 2007 | N/A | N/A | 24.9632 | 74.6685 | india
hdil energy | 1320 | supercritical | cancelled | N/A | N/A | N/A | 22.48 | 86.72 | india
assam power generation corp ltd | 30 | unknown | retired | 1972 | 2017 | N/A | 26.1926 | 91.92 | india
assam power generation corp ltd | 30 | unknown | retired | 1972 | 2017 | N/A | 26.1926 | 91.92 | india
maharashtra state power generation co ltd | 210 | subcritical | retired | 1983 | 2016 | N/A | 20.0063 | 79.29 | india
maharashtra state power generation co ltd | 210 | subcritical | retired | 1984 | 2016 | N/A | 20.0063 | 79.29 | india
maharashtra state power generation co ltd | 210 | subcritical | operating | 1985 | N/A | N/A | 20.0063 | 79.29 | india
maharashtra state power generation co ltd | 210 | subcritical | operating | 1986 | N/A | N/A | 20.0063 | 79.29 | india
maharashtra state power generation co ltd | 500 | subcritical | operating | 1991 | N/A | N/A | 20.0063 | 79.29 | india
maharashtra state power generation co ltd | 500 | subcritical | operating | 1992 | N/A | N/A | 20.0063 | 79.29 | india
maharashtra state power generation co ltd | 500 | subcritical | operating | 1997 | N/A | N/A | 20.0063 | 79.29 | india
maharashtra state power generation co ltd | 500 | subcritical | operating | 2015 | N/A | N/A | 20.0063 | 79.29 | india
maharashtra state power generation co ltd | 500 | subcritical | operating | 2016 | N/A | N/A | 20.0063 | 79.29 | india
ismt ltd | 40 | subcritical | operating | 2012 | N/A | N/A | 20.46 | 79.8 | india
damodar valley corp | 130 | subcritical | retired | 1964 | 2017 | N/A | 23.7413 | 86.1202 | india
damodar valley corp | 130 | subcritical | retired | 1964 | 2017 | N/A | 23.7413 | 86.1202 | india
damodar valley corp | 130 | subcritical | retired | 1968 | 2020 | N/A | 23.7413 | 86.1202 | india
damodar valley corp | 250 | subcritical | operating | 2011 | N/A | N/A | 23.7413 | 86.1202 | india
damodar valley corp | 250 | subcritical | operating | 2011 | N/A | N/A | 23.7413 | 86.1202 | india
corporate power ltd | 675 | supercritical | cancelled | N/A | N/A | N/A | 23.7395 | 84.7819 | india
corporate power ltd | 660 | supercritical | cancelled | N/A | N/A | N/A | 23.7395 | 84.7819 | india
asset reconstruction company (india) ltd | 270 | subcritical | cancelled | N/A | N/A | N/A | 23.7395 | 84.7819 | india
asset reconstruction company (india) ltd | 270 | subcritical | cancelled | N/A | N/A | N/A | 23.7395 | 84.7819 | india
asset reconstruction company (india) ltd | 270 | subcritical | cancelled | N/A | N/A | N/A | 23.7395 | 84.7819 | india
asset reconstruction company (india) ltd | 270 | subcritical | cancelled | N/A | N/A | N/A | 23.7395 | 84.7819 | india
dalmia power ltd | 1320 | unknown | cancelled | N/A | N/A | N/A | 24.49 | 86.7 | india
opg power ventures plc | 77 | subcritical | operating | 2010 | N/A | N/A | 13.4374 | 80.0979 | india
opg power ventures plc | 77 | subcritical | operating | 2012 | N/A | N/A | 13.4374 | 80.0979 | india
opg power ventures plc | 80 | subcritical | operating | 2013 | N/A | N/A | 13.4374 | 80.0979 | india
opg power ventures plc | 180 | subcritical | operating | 2014 | N/A | N/A | 13.4374 | 80.0979 | india
opg power ventures plc | 360 | subcritical | cancelled | N/A | N/A | N/A | 13.4374 | 80.0979 | india
opg power ventures plc | 360 | subcritical | cancelled | N/A | N/A | N/A | 13.4374 | 80.0979 | india
coastal tamil nadu power ltd | 4000 | supercritical | cancelled | N/A | N/A | N/A | 12.3125 | 79.9825 | india
rajasthan rajya vidyut utpadan nigam ltd | 125 | subcritical | operating | 2009 | N/A | N/A | 24.6209 | 77.0354 | india
ntpc ltd | 125 | subcritical | operating | 2009 | N/A | N/A | 24.6209 | 77.0354 | india
ntpc ltd | 125 | subcritical | operating | 2010 | N/A | N/A | 24.6209 | 77.0354 | india
rajasthan rajya vidyut utpadan nigam ltd | 125 | subcritical | operating | 2010 | N/A | N/A | 24.6209 | 77.0354 | india
ntpc ltd | 125 | subcritical | operating | 2013 | N/A | N/A | 24.6209 | 77.0354 | india
rajasthan rajya vidyut utpadan nigam ltd | 125 | subcritical | operating | 2013 | N/A | N/A | 24.6209 | 77.0354 | india
ntpc ltd | 125 | subcritical | operating | 2014 | N/A | N/A | 24.6209 | 77.0354 | india
rajasthan rajya vidyut utpadan nigam ltd | 125 | subcritical | operating | 2014 | N/A | N/A | 24.6209 | 77.0354 | india
ntpc ltd | 330 | supercritical | operating | 2017 | N/A | N/A | 24.6343 | 77.0385 | india
rajasthan rajya vidyut utpadan nigam ltd | 330 | supercritical | operating | 2017 | N/A | N/A | 24.6343 | 77.0385 | india
ntpc ltd | 330 | supercritical | operating | 2018 | N/A | N/A | 24.6343 | 77.0385 | india
rajasthan rajya vidyut utpadan nigam ltd | 330 | supercritical | operating | 2018 | N/A | N/A | 24.6343 | 77.0385 | india
ntpc ltd | 330 | ultra-supercritical | pre-permit | N/A | N/A | N/A | 24.6343 | 77.0385 | india
rajasthan rajya vidyut utpadan nigam ltd | 330 | ultra-supercritical | pre-permit | N/A | N/A | N/A | 24.6343 | 77.0385 | india
rajasthan rajya vidyut utpadan nigam ltd | 330 | ultra-supercritical | pre-permit | N/A | N/A | N/A | 24.6343 | 77.0385 | india
ntpc ltd | 330 | ultra-supercritical | pre-permit | N/A | N/A | N/A | 24.6343 | 77.0385 | india
jsw energy ltd | 660 | supercritical | cancelled | N/A | N/A | N/A | 22.0596 | 78.9386 | india
jsw energy ltd | 660 | supercritical | cancelled | N/A | N/A | N/A | 22.0596 | 78.9386 | india
ntpc ltd | 2000 | unknown | cancelled | N/A | N/A | N/A | 23.6913 | 85.2722 | india
reliance power ltd | 660 | supercritical | cancelled | N/A | N/A | N/A | 24.3648 | 82.6469 | india
reliance power ltd | 660 | supercritical | cancelled | N/A | N/A | N/A | 24.3648 | 82.6469 | india
reliance power ltd | 660 | supercritical | cancelled | N/A | N/A | N/A | 24.3648 | 82.6469 | india
reliance power ltd | 660 | supercritical | cancelled | N/A | N/A | N/A | 24.3648 | 82.6469 | india
reliance power ltd | 660 | supercritical | cancelled | N/A | N/A | N/A | 24.3648 | 82.6469 | india
reliance power ltd | 660 | supercritical | cancelled | N/A | N/A | N/A | 24.3648 | 82.6469 | india
indian metals and ferro alloys ltd | 54 | subcritical | operating | 1988 | N/A | N/A | 20.5353 | 85.9107 | india
indian metals and ferro alloys ltd | 54 | subcritical | operating | 1988 | N/A | N/A | 20.5353 | 85.9107 | india
indian metals and ferro alloys ltd | 30 | subcritical | operating | 2010 | N/A | N/A | 20.5353 | 85.9107 | india
indian metals and ferro alloys ltd | 60 | subcritical | operating | 2013 | N/A | N/A | 20.5353 | 85.9107 | india
indian metals and ferro alloys ltd | 60 | subcritical | operating | 2013 | N/A | N/A | 20.5353 | 85.9107 | india
jaypee cement corp ltd | 38 | subcritical | operating | 2009 | N/A | N/A | 25.0909 | 82.8973 | india
jaiprakash associates ltd | 60 | unknown | operating | 2015 | N/A | N/A | 24.6391 | 83.1011 | india
jaiprakash associates ltd | 60 | unknown | operating | 2017 | N/A | N/A | 24.6391 | 83.1011 | india
jaiprakash associates ltd | 60 | unknown | operating | 2017 | N/A | N/A | 24.6391 | 83.1011 | india
jaiprakash associates ltd | 60 | unknown | cancelled | N/A | N/A | N/A | 24.6391 | 83.1011 | india
tata power co ltd | 1600 | supercritical | cancelled | N/A | N/A | N/A | 18.75 | 72.9583 | india
tata power co ltd | 800 | unknown | cancelled | N/A | N/A | N/A | 18.75 | 72.9583 | india
cesc ltd | 30 | subcritical | retired | 1949 | 2014 | N/A | 22.6244 | 88.3687 | india
cesc ltd | 30 | subcritical | retired | 1949 | 2014 | N/A | 22.6244 | 88.3687 | india
cesc ltd | 50 | subcritical | retired | 1960 | 2014 | N/A | 22.6244 | 88.3687 | india
cesc ltd | 50 | subcritical | retired | 1963 | 2014 | N/A | 22.6244 | 88.3687 | india
infrastructure leasing & financial services ltd | 660 | supercritical | cancelled | N/A | N/A | N/A | 11.5216 | 79.7518 | india
infrastructure leasing & financial services ltd | 660 | supercritical | cancelled | N/A | N/A | N/A | 11.5216 | 79.7518 | india
infrastructure leasing & financial services ltd | 660 | unknown | cancelled | N/A | N/A | N/A | 11.5216 | 79.7518 | india
infrastructure leasing & financial services ltd | 600 | supercritical | operating | 2015 | N/A | N/A | 11.5216 | 79.7518 | india
infrastructure leasing & financial services ltd | 600 | supercritical | operating | 2016 | N/A | N/A | 11.5216 | 79.7518 | india
cuddalore powergen corp ltd | 660 | supercritical | cancelled | N/A | N/A | N/A | 11.65 | 79.75 | india
cuddalore powergen corp ltd | 660 | supercritical | cancelled | N/A | N/A | N/A | 11.65 | 79.75 | india
srm energy ltd | 660 | supercritical | cancelled | N/A | N/A | N/A | 11.5222 | 79.6694 | india
srm energy ltd | 660 | supercritical | cancelled | N/A | N/A | N/A | 11.5222 | 79.6694 | india
srm energy ltd | 660 | supercritical | cancelled | N/A | N/A | N/A | 11.5222 | 79.6694 | india
kvk energy & infrastructure pvt ltd | 350 | subcritical | cancelled | N/A | N/A | N/A | 20.5871 | 85.7427 | india
kvk energy & infrastructure pvt ltd | 350 | subcritical | cancelled | N/A | N/A | N/A | 20.5871 | 85.7427 | india
kvk energy & infrastructure pvt ltd | 350 | subcritical | cancelled | N/A | N/A | N/A | 20.5871 | 85.7427 | india
visa power ltd | 1320 | supercritical | cancelled | N/A | N/A | N/A | 20.5151 | 85.7673 | india
aarti steels ltd | 50 | subcritical | operating | 2010 | N/A | N/A | 20.5151 | 85.7673 | india
aarti steels ltd | 60 | subcritical | operating | 2013 | N/A | N/A | 20.5151 | 85.7673 | india
excel powmin ltd | 660 | supercritical | cancelled | N/A | N/A | N/A | 25.1156 | 81.3039 | india
excel powmin ltd | 660 | supercritical | cancelled | N/A | N/A | N/A | 25.1156 | 81.3039 | india
excel powmin ltd | 660 | supercritical | cancelled | N/A | N/A | N/A | 25.1156 | 81.3039 | india
excel powmin ltd | 660 | supercritical | cancelled | N/A | N/A | N/A | 25.1156 | 81.3039 | india
excel powmin ltd | 660 | supercritical | cancelled | N/A | N/A | N/A | 25.1156 | 81.3039 | india
excel powmin ltd | 660 | supercritical | cancelled | N/A | N/A | N/A | 25.1156 | 81.3039 | india
dada dhuniwale khandwa power ltd | 800 | supercritical | cancelled | N/A | N/A | N/A | 21.825 | 76.3464 | india
dada dhuniwale khandwa power ltd | 800 | supercritical | cancelled | N/A | N/A | N/A | 21.825 | 76.3464 | india
reliance infrastructure ltd | 1200 | unknown | cancelled | N/A | N/A | N/A | 19.9545 | 72.7478 | india
reliance infrastructure ltd | 250 | subcritical | operating | 1995 | N/A | N/A | 19.9535 | 72.7487 | india
reliance infrastructure ltd | 250 | subcritical | operating | 1995 | N/A | N/A | 19.9535 | 72.7487 | india
adani power dahej ltd | 800 | supercritical | cancelled | N/A | N/A | N/A | 21.6975 | 72.5925 | india
adani power dahej ltd | 800 | supercritical | cancelled | N/A | N/A | N/A | 21.6975 | 72.5925 | india
adani power dahej ltd | 800 | supercritical | cancelled | N/A | N/A | N/A | 21.6975 | 72.5925 | india
adani power dahej ltd | 800 | supercritical | cancelled | N/A | N/A | N/A | 21.6975 | 72.5925 | india
bmm ispat ltd | 95 | subcritical | operating | 2011 | N/A | N/A | 15.1703 | 76.3791 | india
bmm ispat ltd | 140 | subcritical | operating | 2012 | N/A | N/A | 15.1703 | 76.3791 | india
tata power co ltd | 660 | unknown | cancelled | N/A | N/A | N/A | 23.78 | 86.72 | india
tata power co ltd | 660 | unknown | cancelled | N/A | N/A | N/A | 23.78 | 86.72 | india
ntpc ltd | 800 | unknown | pre-permit | N/A | N/A | N/A | 21.9636 | 83.8919 | india
ntpc ltd | 800 | unknown | cancelled | N/A | N/A | N/A | 21.9636 | 83.8919 | india
ntpc ltd | 800 | unknown | cancelled | N/A | N/A | N/A | 21.9636 | 83.8919 | india
ntpc ltd | 800 | unknown | cancelled | N/A | N/A | N/A | 21.9636 | 83.8919 | india
ntpc ltd | 800 | supercritical | operating | 2019 | N/A | N/A | 21.9636 | 83.8919 | india
ntpc ltd | 800 | supercritical | operating | 2021 | N/A | N/A | 21.9636 | 83.8919 | india
haryana power generation co ltd | 300 | subcritical | operating | 2008 | N/A | N/A | 30.1075 | 77.3268 | india
haryana power generation co ltd | 300 | subcritical | operating | 2008 | N/A | N/A | 30.1075 | 77.3268 | india
haryana power generation co ltd | 800 | ultra-supercritical | permitted | 2029 | N/A | N/A | 30.1054 | 77.327 | india
deoghar mega power ltd | 4000 | supercritical | cancelled | N/A | N/A | N/A | 24.36 | 86.5978 | india
hibra power pvt ltd | 500 | unknown | cancelled | N/A | N/A | N/A | 21.83 | 76.34 | india
hibra power pvt ltd | 500 | unknown | cancelled | N/A | N/A | N/A | 21.83 | 76.34 | india
coastal sirohi power ltd | 1320 | supercritical | cancelled | N/A | N/A | N/A | 15.5 | 80.05 | india
ntpc ltd | 4000 | unknown | cancelled | N/A | N/A | N/A | 16.3735 | 73.3778 | india
ind-barath energy (utkal) ltd | 1050 | unknown | cancelled | N/A | N/A | N/A | 15.7666 | 73.7 | india
dheeru powergen | 350 | subcritical | cancelled | N/A | N/A | N/A | 22.5 | 82.55 | india
dheeru powergen | 350 | subcritical | cancelled | N/A | N/A | N/A | 22.5 | 82.55 | india
dheeru powergen | 350 | subcritical | cancelled | N/A | N/A | N/A | 22.5 | 82.55 | india
jsw steel ltd | 1200 | unknown | cancelled | N/A | N/A | N/A | 21.8789 | 82.4516 | india
dhariwal infrastructure pvt ltd | 300 | subcritical | operating | 2013 | N/A | N/A | 20.0106 | 79.2034 | india
dhariwal infrastructure pvt ltd | 300 | subcritical | operating | 2014 | N/A | N/A | 20.0106 | 79.2034 | india
nava ltd | 150 | unknown | cancelled | N/A | N/A | N/A | 14.4137 | 77.7126 | india
gujarat state electricity corp ltd | 800 | supercritical | cancelled | N/A | N/A | N/A | 22.248 | 72.195 | india
gujarat state electricity corp ltd | 800 | supercritical | cancelled | N/A | N/A | N/A | 22.248 | 72.195 | india
ntpc ltd | 1600 | unknown | cancelled | N/A | N/A | N/A | 17.5583 | 73.1927 | india
maharashtra state power generation co ltd | 660 | supercritical | cancelled | N/A | N/A | N/A | 17.5583 | 73.1927 | india
maharashtra state power generation co ltd | 660 | supercritical | cancelled | N/A | N/A | N/A | 17.5583 | 73.1927 | india
maharashtra state power generation co ltd | 660 | supercritical | cancelled | N/A | N/A | N/A | 17.5583 | 73.1927 | india
maharashtra state power generation co ltd | 800 | supercritical | cancelled | N/A | N/A | N/A | 17.5583 | 73.1927 | india
ntpc ltd | 800 | supercritical | cancelled | N/A | N/A | N/A | 22.233 | 72.7572 | india
ntpc ltd | 800 | supercritical | cancelled | N/A | N/A | N/A | 22.233 | 72.7572 | india
jsw steel ltd | 660 | unknown | cancelled | N/A | N/A | N/A | 18.5304 | 72.9204 | india
dalmia power ltd | 1320 | unknown | cancelled | N/A | N/A | N/A | 24.83 | 85.42 | india
maharashtra state power generation co ltd | 660 | supercritical | cancelled | N/A | N/A | N/A | 21.2747 | 74.6069 | india
maharashtra state power generation co ltd | 660 | supercritical | cancelled | N/A | N/A | N/A | 21.2747 | 74.6069 | india
maharashtra state power generation co ltd | 660 | supercritical | cancelled | N/A | N/A | N/A | 21.2747 | 74.6069 | india
maharashtra state power generation co ltd | 660 | supercritical | cancelled | N/A | N/A | N/A | 21.2747 | 74.6069 | india
maharashtra state power generation co ltd | 660 | supercritical | cancelled | N/A | N/A | N/A | 21.2747 | 74.6069 | india
jindal steel & power ltd | 135 | unknown | operating | 2012 | N/A | N/A | 22.1279 | 83.5359 | india
jindal steel & power ltd | 135 | unknown | operating | 2012 | N/A | N/A | 22.1279 | 83.5359 | india
jindal steel & power ltd | 135 | unknown | operating | 2012 | N/A | N/A | 22.1279 | 83.5359 | india
jindal steel & power ltd | 135 | unknown | operating | 2012 | N/A | N/A | 22.1279 | 83.5359 | india
jindal steel & power ltd | 150 | unknown | cancelled | N/A | N/A | N/A | 22.1279 | 83.5359 | india
jindal steel & power ltd | 150 | unknown | cancelled | N/A | N/A | N/A | 22.1279 | 83.5359 | india
uttar pradesh power corp ltd | 660 | supercritical | cancelled | N/A | N/A | N/A | 23.9737 | 83.1061 | india
uttar pradesh power corp ltd | 660 | supercritical | cancelled | N/A | N/A | N/A | 23.9737 | 83.1061 | india
uttar pradesh power corp ltd | 660 | supercritical | cancelled | N/A | N/A | N/A | 23.9737 | 83.1061 | india
andhra pradesh power development co ltd | 210 | subcritical | operating | 1979 | N/A | N/A | 16.5985 | 80.5366 | india
andhra pradesh power development co ltd | 210 | subcritical | operating | 1980 | N/A | N/A | 16.5985 | 80.5366 | india
andhra pradesh power development co ltd | 210 | subcritical | operating | 1989 | N/A | N/A | 16.5985 | 80.5366 | india
andhra pradesh power development co ltd | 210 | subcritical | operating | 1990 | N/A | N/A | 16.5985 | 80.5366 | india
andhra pradesh power development co ltd | 210 | subcritical | operating | 1994 | N/A | N/A | 16.5985 | 80.5366 | india
andhra pradesh power development co ltd | 210 | subcritical | operating | 1995 | N/A | N/A | 16.5985 | 80.5366 | india
andhra pradesh power development co ltd | 500 | subcritical | operating | 2009 | N/A | N/A | 16.5975 | 80.5426 | india
andhra pradesh power development co ltd | 800 | supercritical | operating | 2023 | N/A | N/A | 16.5913 | 80.5377 | india
dr. rkp power pvt ltd | 420 | unknown | cancelled | N/A | N/A | N/A | 14.1309 | 79.8647 | india
chhattisgarh state power generation co ltd | 250 | subcritical | operating | 2007 | N/A | N/A | 22.3682 | 82.722 | india
chhattisgarh state power generation co ltd | 250 | subcritical | operating | 2008 | N/A | N/A | 22.3682 | 82.722 | india
jindal stainless ltd | 125 | subcritical | operating | 2007 | N/A | N/A | 20.9602 | 86.0503 | india
jindal stainless ltd | 125 | subcritical | operating | 2009 | N/A | N/A | 20.9602 | 86.0503 | india
cesc ltd | 660 | unknown | cancelled | N/A | N/A | N/A | 24.2634 | 87.2464 | india
cesc ltd | 300 | unknown | cancelled | N/A | N/A | N/A | 24.2634 | 87.2464 | india
cesc ltd | 300 | unknown | cancelled | N/A | N/A | N/A | 24.2634 | 87.2464 | india
gagan power ltd | 800 | supercritical | cancelled | N/A | N/A | N/A | 24.2667 | 87.25 | india
gagan power ltd | 800 | supercritical | cancelled | N/A | N/A | N/A | 24.2667 | 87.25 | india
jindal steel & power ltd | 2640 | supercritical | cancelled | N/A | N/A | N/A | 24.2634 | 87.2464 | india
damodar valley corp | 800 | ultra-supercritical | announced | 2029 | N/A | N/A | 23.5315 | 87.2499 | india
damodar valley corp | 140 | subcritical | retired | 1966 | 2016 | N/A | 23.5315 | 87.2499 | india
damodar valley corp | 210 | subcritical | retired | 1982 | 2022 | N/A | 23.5315 | 87.2499 | india
jindal synfuels ltd | 1125 | subcritical | cancelled | N/A | N/A | N/A | 23.5405 | 74.4423 | india
the durgapur projects ltd | 30 | subcritical | retired | 1960 | 2017 | N/A | 23.5211 | 87.3023 | india
the durgapur projects ltd | 30 | subcritical | retired | 1960 | 2017 | N/A | 23.5211 | 87.3023 | india
the durgapur projects ltd | 70 | subcritical | retired | 1964 | 2017 | N/A | 23.5211 | 87.3023 | india
the durgapur projects ltd | 75 | subcritical | retired | 1964 | 2017 | N/A | 23.5211 | 87.3023 | india
the durgapur projects ltd | 75 | subcritical | retired | 1966 | 2017 | N/A | 23.5211 | 87.3023 | india
the durgapur projects ltd | 110 | subcritical | retired | 1987 | 2020 | N/A | 23.5211 | 87.3023 | india
the durgapur projects ltd | 300 | subcritical | operating | 2008 | N/A | N/A | 23.5211 | 87.3023 | india
the durgapur projects ltd | 250 | subcritical | operating | 2014 | N/A | N/A | 23.5211 | 87.3023 | india
ntpc-sail power co ltd | 60 | subcritical | operating | 1987 | N/A | N/A | 23.5518 | 87.2485 | india
ntpc-sail power co ltd | 60 | subcritical | operating | 1988 | N/A | N/A | 23.5518 | 87.2485 | india
damodar valley corp | 500 | subcritical | operating | 2011 | N/A | N/A | 23.58 | 87.2043 | india
damodar valley corp | 500 | subcritical | operating | 2012 | N/A | N/A | 23.58 | 87.2043 | india
andhra paper ltd | 34 | subcritical | operating | 2006 | N/A | N/A | 17.3001 | 82.6144 | india
karnataka power corp ltd | 800 | supercritical | cancelled | N/A | N/A | N/A | 16.3537 | 77.3427 | india
ellora paper mills | 660 | unknown | cancelled | N/A | N/A | N/A | 21.4614 | 80.1914 | india
ellora paper mills | 660 | unknown | cancelled | N/A | N/A | N/A | 21.4614 | 80.1914 | india
ellora paper mills | 660 | unknown | cancelled | N/A | N/A | N/A | 21.4614 | 80.1914 | india
ellora paper mills | 660 | unknown | cancelled | N/A | N/A | N/A | 21.4614 | 80.1914 | india
tamil nadu generation and distribution co ltd | 660 | supercritical | construction | 2026 | N/A | N/A | 13.2917 | 80.3097 | india
tamil nadu generation and distribution co ltd | 660 | supercritical | construction | 2026 | N/A | N/A | 13.2917 | 80.3097 | india
tamil nadu generation and distribution co ltd | 60 | subcritical | retired | 1970 | 2017 | N/A | 13.2016 | 80.3112 | india
tamil nadu generation and distribution co ltd | 60 | subcritical | retired | 1971 | 2017 | N/A | 13.2016 | 80.3112 | india
tamil nadu generation and distribution co ltd | 110 | subcritical | retired | 1972 | 2017 | N/A | 13.2016 | 80.3112 | india
tamil nadu generation and distribution co ltd | 110 | subcritical | retired | 1973 | 2017 | N/A | 13.2016 | 80.3112 | india
tamil nadu generation and distribution co ltd | 110 | subcritical | retired | 1975 | 2017 | N/A | 13.2016 | 80.3112 | india
tamil nadu generation and distribution co ltd | 660 | supercritical | construction | N/A | N/A | N/A | 13.198 | 80.3104 | india
tamil nadu generation and distribution co ltd | 660 | supercritical | cancelled | N/A | N/A | N/A | 13.2016 | 80.3112 | india
era infra engineering ltd | 1320 | unknown | cancelled | N/A | N/A | N/A | 25.3237 | 87.4282 | india
central electricity authority (india) | 4000 | supercritical | cancelled | N/A | N/A | N/A | 27.5 | 78.75 | india
ntpc ltd | 200 | subcritical | operating | 1986 | N/A | N/A | 24.7727 | 87.8937 | india
ntpc ltd | 200 | subcritical | operating | 1986 | N/A | N/A | 24.7727 | 87.8937 | india
ntpc ltd | 200 | subcritical | operating | 1987 | N/A | N/A | 24.7727 | 87.8937 | india
ntpc ltd | 500 | subcritical | operating | 1992 | N/A | N/A | 24.7727 | 87.8937 | india
ntpc ltd | 500 | subcritical | operating | 1994 | N/A | N/A | 24.7727 | 87.8937 | india
ntpc ltd | 500 | subcritical | operating | 2011 | N/A | N/A | 24.7727 | 87.8937 | india
haryana power generation co ltd | 55 | subcritical | retired | 1974 | 2011 | N/A | 28.3744 | 77.3055 | india
haryana power generation co ltd | 55 | subcritical | retired | 1976 | 2011 | N/A | 28.3744 | 77.3055 | india
haryana power generation co ltd | 55 | subcritical | retired | 1981 | 2011 | N/A | 28.3744 | 77.3055 | india
ntpc ltd | 210 | subcritical | operating | 1988 | N/A | N/A | 25.9138 | 81.3272 | india
ntpc ltd | 210 | subcritical | operating | 1989 | N/A | N/A | 25.9138 | 81.3272 | india
ntpc ltd | 210 | subcritical | operating | 1999 | N/A | N/A | 25.9138 | 81.3272 | india
ntpc ltd | 210 | subcritical | operating | 1999 | N/A | N/A | 25.9138 | 81.3272 | india
ntpc ltd | 210 | subcritical | operating | 2006 | N/A | N/A | 25.9138 | 81.3272 | india
ntpc ltd | 500 | subcritical | operating | 2017 | N/A | N/A | 25.9123 | 81.3206 | india
gacl-nalco alkalies and chemicals pvt ltd | 65 | CFB | operating | 2022 | N/A | N/A | 21.7102 | 72.6904 | india
gacl-nalco alkalies and chemicals pvt ltd | 65 | CFB | operating | 2023 | N/A | N/A | 21.7102 | 72.6904 | india
bla power pvt ltd | 45 | subcritical | operating | 2012 | N/A | N/A | 22.9582 | 78.7329 | india
bla power pvt ltd | 45 | subcritical | operating | 2019 | N/A | N/A | 22.9582 | 78.7329 | india
bla power pvt ltd | 45 | subcritical | cancelled | N/A | N/A | N/A | 22.9582 | 78.7329 | india
bla power pvt ltd | 45 | subcritical | cancelled | N/A | N/A | N/A | 22.9582 | 78.7329 | india
ntpc ltd | 800 | unknown | operating | 2018 | N/A | N/A | 22.8618 | 78.8661 | india
ntpc ltd | 800 | unknown | operating | 2021 | N/A | N/A | 22.8618 | 78.8661 | india
ntpc ltd | 800 | ultra-supercritical | pre-permit | N/A | N/A | N/A | 22.8618 | 78.8661 | india
ntpc ltd | 800 | ultra-supercritical | pre-permit | N/A | N/A | N/A | 22.8618 | 78.8661 | india
regal energy ltd | 660 | supercritical | cancelled | N/A | N/A | N/A | 20.1861 | 80.0053 | india
regal energy ltd | 660 | supercritical | cancelled | N/A | N/A | N/A | 20.1861 | 80.0053 | india
regal energy ltd | 660 | supercritical | cancelled | N/A | N/A | N/A | 20.1861 | 80.0053 | india
power finance corp ltd | 4000 | unknown | cancelled | N/A | N/A | N/A | 20.833 | 84.333 | india
ntpc ltd | 800 | supercritical | cancelled | N/A | N/A | N/A | 20.6562 | 85.6043 | india
ntpc ltd | 800 | supercritical | cancelled | N/A | N/A | N/A | 20.6562 | 85.6043 | india
gujarat state electricity corp ltd | 120 | subcritical | retired | 1977 | 2017 | N/A | 23.2497 | 72.6739 | india
gujarat state electricity corp ltd | 120 | subcritical | retired | 1977 | 2017 | N/A | 23.2497 | 72.6739 | india
gujarat state electricity corp ltd | 200 | subcritical | operating | 1990 | N/A | N/A | 23.2497 | 72.6739 | india
gujarat state electricity corp ltd | 200 | subcritical | operating | 1991 | N/A | N/A | 23.2497 | 72.6739 | india
gujarat state electricity corp ltd | 210 | subcritical | operating | 1998 | N/A | N/A | 23.2497 | 72.6739 | india
gujarat state electricity corp ltd | 800 | supercritical | announced | 2029 | N/A | N/A | 23.2497 | 72.6739 | india
penna cement industries ltd | 38.5 | subcritical | operating | 2010 | N/A | N/A | 16.7196 | 79.6945 | india
penna cement industries ltd | 38.5 | subcritical | operating | 2010 | N/A | N/A | 16.7196 | 79.6945 | india
ganga power & natural resources ltd | 1320 | unknown | cancelled | N/A | N/A | N/A | 24.2386 | 87.4756 | india
spr infrastructure india ltd | 660 | supercritical | cancelled | N/A | N/A | N/A | 19.3843 | 85.0564 | india
spr infrastructure india ltd | 660 | supercritical | cancelled | N/A | N/A | N/A | 19.3843 | 85.0564 | india
reliable thermal power ltd | 660 | supercritical | cancelled | N/A | N/A | N/A | 23.5259 | 80.8407 | india
reliable thermal power ltd | 660 | supercritical | cancelled | N/A | N/A | N/A | 23.5259 | 80.8407 | india
state of maharashtra | 660 | subcritical | cancelled | N/A | N/A | N/A | 22.1525 | 83.3528 | india
state of maharashtra | 660 | subcritical | cancelled | N/A | N/A | N/A | 22.1525 | 83.3528 | india
state of maharashtra | 660 | subcritical | cancelled | N/A | N/A | N/A | 22.1525 | 83.3528 | india
state of maharashtra | 660 | subcritical | cancelled | N/A | N/A | N/A | 22.1525 | 83.3528 | india
north eastern electric power corp ltd | 500 | subcritical | cancelled | N/A | N/A | N/A | 25.4955 | 90.6168 | india
gayatri projects ltd | 660 | supercritical | cancelled | N/A | N/A | N/A | 27.63 | 78.67 | india
gayatri projects ltd | 660 | supercritical | cancelled | N/A | N/A | N/A | 27.63 | 78.67 | india
neyveli uttar pradesh power ltd | 660 | supercritical | operating | 2024 | N/A | N/A | 25.975 | 80.1889 | india
neyveli uttar pradesh power ltd | 660 | supercritical | construction | 2025 | N/A | N/A | 25.975 | 80.1889 | india
neyveli uttar pradesh power ltd | 660 | supercritical | construction | 2025 | N/A | N/A | 25.975 | 80.1889 | india
power company of karnataka ltd | 660 | supercritical | cancelled | N/A | N/A | N/A | 16.23 | 74.6 | india
power company of karnataka ltd | 660 | supercritical | cancelled | N/A | N/A | N/A | 16.23 | 74.6 | india
ghogarpalli integrated power co ltd | 4000 | unknown | cancelled | N/A | N/A | N/A | 20.083 | 83.2 | india
gupta energy pvt ltd | 540 | subcritical | cancelled | N/A | N/A | N/A | 19.9295 | 79.1332 | india
gupta energy pvt ltd | 60 | subcritical | operating | 2012 | N/A | N/A | 19.9295 | 79.1332 | india
gupta energy pvt ltd | 60 | subcritical | operating | 2012 | N/A | N/A | 19.9295 | 79.1332 | india
prosperous energy pvt ltd | 600 | unknown | cancelled | N/A | N/A | N/A | 24.9639 | 81.4904 | india
prosperous energy pvt ltd | 600 | unknown | cancelled | N/A | N/A | N/A | 24.9639 | 81.4904 | india
reliable thermal power ltd | 660 | unknown | cancelled | N/A | N/A | N/A | 24.9639 | 81.4904 | india
reliable thermal power ltd | 660 | unknown | cancelled | N/A | N/A | N/A | 24.9639 | 81.4904 | india
punjab state power corp ltd | 2640 | supercritical | cancelled | N/A | N/A | N/A | 30.0208 | 76.1025 | india
rajasthan rajya vidyut utpadan nigam ltd | 125 | subcritical | operating | 2007 | N/A | N/A | 26.0457 | 71.2541 | india
rajasthan rajya vidyut utpadan nigam ltd | 125 | subcritical | operating | 2009 | N/A | N/A | 26.0457 | 71.2541 | india
coastal maharashtra mega power ltd | 4000 | unknown | cancelled | N/A | N/A | N/A | 16.5272 | 73.3267 | india
gmr warora energy ltd | 300 | subcritical | operating | 2013 | N/A | N/A | 20.2797 | 78.9754 | india
gmr warora energy ltd | 300 | subcritical | operating | 2013 | N/A | N/A | 20.2797 | 78.9754 | india
punjab state power corp ltd | 110 | subcritical | retired | 1974 | 2018 | N/A | 30.2339 | 74.9244 | india
punjab state power corp ltd | 110 | subcritical | retired | 1975 | 2018 | N/A | 30.2339 | 74.9244 | india
punjab state power corp ltd | 120 | subcritical | retired | 1978 | 2018 | N/A | 30.2339 | 74.9244 | india
punjab state power corp ltd | 120 | subcritical | retired | 1979 | 2018 | N/A | 30.2339 | 74.9244 | india
poena power | 270 | unknown | cancelled | N/A | N/A | N/A | 30.72 | 76.0834 | india
poena power | 270 | unknown | cancelled | N/A | N/A | N/A | 30.72 | 76.0834 | india
poena power | 270 | unknown | cancelled | N/A | N/A | N/A | 30.72 | 76.0834 | india
poena power | 270 | unknown | cancelled | N/A | N/A | N/A | 30.72 | 76.0834 | india
poena power | 270 | unknown | cancelled | N/A | N/A | N/A | 30.72 | 76.0834 | india
jindal steel & power ltd | 660 | supercritical | cancelled | N/A | N/A | N/A | 24.8279 | 87.2137 | india
jindal steel & power ltd | 660 | supercritical | cancelled | N/A | N/A | N/A | 24.8279 | 87.2137 | india
ntpc ltd | 400 | unknown | cancelled | N/A | N/A | N/A | 21.8264 | 82.6048 | india
karnataka power corp ltd | 400 | unknown | cancelled | N/A | N/A | N/A | 21.8264 | 82.6048 | india
thdc india ltd | 400 | supercritical | pre-permit | 2029 | N/A | N/A | 21.8264 | 82.6048 | india
karnataka power corp ltd | 400 | supercritical | pre-permit | 2029 | N/A | N/A | 21.8264 | 82.6048 | india
thdc india ltd | 400 | supercritical | pre-permit | 2029 | N/A | N/A | 21.8264 | 82.6048 | india
karnataka power corp ltd | 400 | supercritical | pre-permit | 2029 | N/A | N/A | 21.8264 | 82.6048 | india
gvk energy ltd | 270 | subcritical | operating | 2016 | N/A | N/A | 31.3841 | 75.1465 | india
gvk energy ltd | 270 | subcritical | operating | 2016 | N/A | N/A | 31.3841 | 75.1465 | india
gvk energy ltd | 660 | supercritical | cancelled | N/A | N/A | N/A | 31.3841 | 75.1465 | india
gvk energy ltd | 660 | supercritical | cancelled | N/A | N/A | N/A | 31.3841 | 75.1465 | india
inland power ltd | 63 | CFB | operating | 2014 | N/A | N/A | 23.4836 | 85.6575 | india
inland power ltd | 63 | CFB | cancelled | N/A | N/A | N/A | 23.4836 | 85.6575 | india
nmdc power | 250 | unknown | cancelled | N/A | N/A | N/A | 27.03 | 82.23 | india
nmdc power | 250 | unknown | cancelled | N/A | N/A | N/A | 27.03 | 82.23 | india
ncc power projects ltd | 1980 | supercritical | cancelled | N/A | N/A | N/A | 16.1844 | 81.1349 | india
db power ltd | 660 | supercritical | cancelled | N/A | N/A | N/A | 24.1167 | 81.9333 | india
db power ltd | 660 | supercritical | cancelled | N/A | N/A | N/A | 24.1167 | 81.9333 | india
patni power projects pvt ltd | 540 | unknown | cancelled | N/A | N/A | N/A | 21.893 | 83.3936 | india
vakkal energy pvt ltd | 80 | unknown | cancelled | N/A | N/A | N/A | 13.43 | 77.72 | india
vakkal energy pvt ltd | 80 | unknown | cancelled | N/A | N/A | N/A | 13.43 | 77.72 | india
pragdisa power pvt ltd | 2640 | supercritical | cancelled | N/A | N/A | N/A | 14.1309 | 79.8647 | india
nlc india ltd | 500 | unknown | cancelled | N/A | N/A | N/A | 21.5738 | 73.1686 | india
power company of karnataka ltd | 660 | subcritical | cancelled | N/A | N/A | N/A | 17.0854 | 76.79 | india
power company of karnataka ltd | 660 | subcritical | cancelled | N/A | N/A | N/A | 17.1853 | 76.795 | india
accord energy corporation india pvt ltd | 180 | subcritical | cancelled | N/A | N/A | N/A | 13.4203 | 80.0733 | india
accord energy corporation india pvt ltd | 180 | subcritical | cancelled | N/A | N/A | N/A | 13.4203 | 80.0733 | india
kamachi sponge & power corp ltd | 35 | subcritical | operating | 2011 | N/A | N/A | 13.424 | 80.0875 | india
kamachi sponge & power corp ltd | 35 | subcritical | operating | 2012 | N/A | N/A | 13.424 | 80.0875 | india
suryadev alloys & power pvt ltd | 80 | subcritical | operating | 2013 | N/A | N/A | 13.3848 | 80.1074 | india
suryadev alloys & power pvt ltd | 80 | subcritical | operating | 2013 | N/A | N/A | 13.3848 | 80.1074 | india
namratha bizili pvt ltd | 300 | unknown | cancelled | N/A | N/A | N/A | 17.3001 | 82.6144 | india
suryachakra power corp ltd | 660 | supercritical | cancelled | N/A | N/A | N/A | 17.3001 | 82.6244 | india
suryachakra power corp ltd | 660 | supercritical | cancelled | N/A | N/A | N/A | 17.3001 | 82.6244 | india
nlc india ltd | 62.5 | unknown | announced | N/A | N/A | N/A | 27.4437 | 72.4568 | india
rajasthan rajya vidyut utpadan nigam ltd | 62.5 | unknown | announced | N/A | N/A | N/A | 27.4437 | 72.4568 | india
punjab state power corp ltd | 210 | subcritical | operating | 1997 | N/A | N/A | 30.2666 | 75.1661 | india
punjab state power corp ltd | 210 | subcritical | operating | 1998 | N/A | N/A | 30.2666 | 75.1661 | india
punjab state power corp ltd | 250 | subcritical | operating | 2008 | N/A | N/A | 30.2666 | 75.1661 | india
punjab state power corp ltd | 250 | subcritical | operating | 2010 | N/A | N/A | 30.2666 | 75.1661 | india
punjab state power corp ltd | 500 | subcritical | cancelled | N/A | N/A | N/A | 30.2666 | 75.1661 | india
haldia energy ltd | 300 | subcritical | operating | 2015 | N/A | N/A | 22.0605 | 88.1097 | india
haldia energy ltd | 300 | subcritical | operating | 2015 | N/A | N/A | 22.0605 | 88.1097 | india
haldia energy ltd | 350 | supercritical | cancelled | N/A | N/A | N/A | 22.0605 | 88.1097 | india
raigarh energy | 300 | subcritical | cancelled | N/A | N/A | N/A | 22.3933 | 83.5219 | india
raigarh energy | 300 | subcritical | cancelled | N/A | N/A | N/A | 22.3933 | 83.5219 | india
ind-barath energy (utkal) ltd | 450 | unknown | cancelled | N/A | N/A | N/A | 14.9179 | 74.1745 | india
uttar pradesh rajya vidyut utpadan nigam ltd | 50 | subcritical | retired | 1968 | 2001 | N/A | 28.0175 | 78.13 | india
uttar pradesh rajya vidyut utpadan nigam ltd | 660 | supercritical | operating | 2022 | N/A | N/A | 28.0175 | 78.13 | india
uttar pradesh rajya vidyut utpadan nigam ltd | 60 | subcritical | retired | 1972 | 2000 | N/A | 28.0175 | 78.13 | india
uttar pradesh rajya vidyut utpadan nigam ltd | 60 | subcritical | retired | 1972 | 2007 | N/A | 28.0175 | 78.13 | india
uttar pradesh rajya vidyut utpadan nigam ltd | 60 | subcritical | retired | 1977 | 2017 | N/A | 28.0175 | 78.13 | india
uttar pradesh rajya vidyut utpadan nigam ltd | 110 | subcritical | operating | 1978 | N/A | N/A | 28.0175 | 78.13 | india
uttar pradesh rajya vidyut utpadan nigam ltd | 250 | subcritical | operating | 2011 | N/A | N/A | 28.0175 | 78.13 | india
uttar pradesh rajya vidyut utpadan nigam ltd | 250 | subcritical | operating | 2012 | N/A | N/A | 28.0175 | 78.13 | india
hari hareshwar power company pvt ltd | 800 | unknown | cancelled | N/A | N/A | N/A | 17.9796 | 73.0516 | india
hari hareshwar power company pvt ltd | 800 | unknown | cancelled | N/A | N/A | N/A | 17.9796 | 73.0516 | india
chhattisgarh state power generation co ltd | 660 | supercritical | pre-permit | 2028 | N/A | N/A | 22.4125 | 82.6822 | india
chhattisgarh state power generation co ltd | 660 | supercritical | pre-permit | 2028 | N/A | N/A | 22.4125 | 82.6822 | india
chhattisgarh state power generation co ltd | 500 | subcritical | operating | 2013 | N/A | N/A | 22.4125 | 82.6822 | india
chhattisgarh state power generation co ltd | 210 | subcritical | operating | 1985 | N/A | N/A | 22.4125 | 82.6822 | india
chhattisgarh state power generation co ltd | 210 | subcritical | operating | 1986 | N/A | N/A | 22.4125 | 82.6822 | india
chhattisgarh state power generation co ltd | 210 | subcritical | operating | 1983 | N/A | N/A | 22.4125 | 82.6822 | india
chhattisgarh state power generation co ltd | 210 | subcritical | operating | 1984 | N/A | N/A | 22.4125 | 82.6822 | india
hassan thermal power pvt ltd | 500 | unknown | cancelled | N/A | N/A | N/A | 12.9833 | 76.133 | india
hassan thermal power pvt ltd | 500 | unknown | cancelled | N/A | N/A | N/A | 12.9833 | 76.133 | india
prakash industries ltd | 162.5 | subcritical | operating | 1980 | N/A | N/A | 22.0035 | 82.6689 | india
prakash industries ltd | 100 | subcritical | cancelled | N/A | N/A | N/A | 22.0035 | 82.6689 | india
prakash industries ltd | 100 | subcritical | cancelled | N/A | N/A | N/A | 22.0035 | 82.6689 | india
prakash industries ltd | 150 | subcritical | cancelled | N/A | N/A | N/A | 22.0035 | 82.6689 | india
prakash industries ltd | 150 | subcritical | cancelled | N/A | N/A | N/A | 22.0035 | 82.6689 | india
essar power ltd | 135 | subcritical | operating | 2015 | N/A | N/A | 21.1191 | 72.6405 | india
essar power ltd | 135 | subcritical | operating | 2016 | N/A | N/A | 21.1191 | 72.6405 | india
jamnagar utilities & power pvt ltd | 90 | subcritical | operating | 2016 | N/A | N/A | 21.1592 | 72.6871 | india
jamnagar utilities & power pvt ltd | 90 | subcritical | operating | 2016 | N/A | N/A | 21.1592 | 72.6871 | india
jamnagar utilities & power pvt ltd | 90 | subcritical | operating | 2016 | N/A | N/A | 21.1592 | 72.6871 | india
jamnagar utilities & power pvt ltd | 90 | subcritical | operating | 2016 | N/A | N/A | 21.1592 | 72.6871 | india
mahanadi basin power ltd | 800 | supercritical | cancelled | N/A | N/A | N/A | 22.116 | 84.016 | india
mahanadi basin power ltd | 800 | supercritical | cancelled | N/A | N/A | N/A | 22.116 | 84.016 | india
maharashtra state power generation co ltd | 800 | ultra-supercritical | cancelled | N/A | N/A | N/A | 20.8556 | 79.3225 | india
sheshadri power & infrastructure pvt ltd | 1320 | unknown | cancelled | N/A | N/A | N/A | 13.8304 | 77.4901 | india
hindalco industries ltd | 67.5 | subcritical | operating | 1994 | N/A | N/A | 21.5297 | 83.9046 | india
hindalco industries ltd | 100 | subcritical | operating | 2005 | N/A | N/A | 21.5297 | 83.9046 | india
hindalco industries ltd | 100 | subcritical | operating | 2006 | N/A | N/A | 21.5297 | 83.9046 | india
hindalco industries ltd | 100 | subcritical | operating | 2008 | N/A | N/A | 21.5297 | 83.9046 | india
hiranmaye energy ltd | 150 | unknown | operating | 2017 | N/A | N/A | 22.077 | 88.0984 | india
hiranmaye energy ltd | 150 | unknown | operating | 2017 | N/A | N/A | 22.077 | 88.0984 | india
hiranmaye energy ltd | 150 | unknown | cancelled | N/A | N/A | N/A | 22.077 | 88.0984 | india
heavy water board | 30 | subcritical | operating | 1991 | N/A | N/A | 17.8783 | 80.8486 | india
heavy water board | 30 | subcritical | operating | 1991 | N/A | N/A | 17.8783 | 80.8486 | india
heavy water board | 30 | subcritical | operating | 1991 | N/A | N/A | 17.8783 | 80.8486 | india
odisha power generation corp ltd | 660 | ultra-supercritical | pre-permit | 2029 | N/A | N/A | 21.6907 | 83.8601 | india
odisha power generation corp ltd | 660 | ultra-supercritical | pre-permit | 2029 | N/A | N/A | 21.6907 | 83.8601 | india
odisha power generation corp ltd | 210 | subcritical | operating | 1995 | N/A | N/A | 21.6898 | 83.8602 | india
odisha power generation corp ltd | 210 | subcritical | operating | 1995 | N/A | N/A | 21.6898 | 83.8602 | india
odisha power generation corp ltd | 660 | supercritical | operating | 2019 | N/A | N/A | 21.6907 | 83.8601 | india
odisha power generation corp ltd | 660 | supercritical | operating | 2019 | N/A | N/A | 21.6907 | 83.8601 | india
hindustan powerprojects pvt ltd | 660 | unknown | cancelled | N/A | N/A | N/A | 23.0187 | 85.9438 | india
hindustan powerprojects pvt ltd | 660 | unknown | cancelled | N/A | N/A | N/A | 23.0187 | 85.9438 | india
hindustan powerprojects pvt ltd | 660 | unknown | cancelled | N/A | N/A | N/A | 23.0187 | 85.9438 | india
iffco chhattisgarh power ltd | 660 | supercritical | cancelled | N/A | N/A | N/A | 22.9203 | 82.7769 | india
iffco chhattisgarh power ltd | 660 | supercritical | cancelled | N/A | N/A | N/A | 22.9203 | 82.7769 | india
aravali power company pvt ltd | 500 | subcritical | operating | 2010 | N/A | N/A | 28.4851 | 76.3732 | india
aravali power company pvt ltd | 500 | subcritical | operating | 2011 | N/A | N/A | 28.4851 | 76.3732 | india
aravali power company pvt ltd | 500 | subcritical | operating | 2012 | N/A | N/A | 28.4851 | 76.3732 | india
aravali power company pvt ltd | 660 | supercritical | cancelled | 2012 | N/A | N/A | 28.4851 | 76.3732 | india
aravali power company pvt ltd | 660 | supercritical | cancelled | 2012 | N/A | N/A | 28.4851 | 76.3732 | india
india power corp ltd | 660 | supercritical | cancelled | N/A | N/A | N/A | 26.5007 | 84.6841 | india
india power corp ltd | 660 | supercritical | cancelled | N/A | N/A | N/A | 26.5007 | 84.6841 | india
indraprastha power generation co ltd | 36.6 | subcritical | retired | 1963 | 2000 | N/A | 28.6247 | 77.2505 | india
indraprastha power generation co ltd | 62.5 | subcritical | retired | 1967 | 2010 | N/A | 28.6247 | 77.2505 | india
indraprastha power generation co ltd | 62.5 | subcritical | retired | 1968 | 2010 | N/A | 28.6247 | 77.2505 | india
indraprastha power generation co ltd | 62.5 | subcritical | retired | 1968 | 2010 | N/A | 28.6247 | 77.2505 | india
indraprastha power generation co ltd | 60 | subcritical | retired | 1971 | 2010 | N/A | 28.6247 | 77.2505 | india
sintex power | 660 | supercritical | cancelled | N/A | N/A | N/A | 20.8667 | 71.3667 | india
sintex power | 660 | supercritical | cancelled | N/A | N/A | N/A | 20.8667 | 71.3667 | india
nmdc power | 250 | subcritical | cancelled | N/A | N/A | N/A | 19.0936 | 82.1692 | india
ntpc-sail power co ltd | 250 | unknown | cancelled | N/A | N/A | N/A | 26.75 | 80.533 | india
ntpc-sail power co ltd | 250 | unknown | cancelled | N/A | N/A | N/A | 26.75 | 80.533 | india
aes india pvt ltd | 1320 | unknown | cancelled | N/A | N/A | N/A | 25.4625 | 84.4162 | india
aes india pvt ltd | 1320 | unknown | cancelled | N/A | N/A | N/A | 25.4625 | 84.4162 | india
tata steel ltd | 30 | subcritical | operating | 1985 | N/A | N/A | 22.7874 | 86.2001 | india
tata steel ltd | 30 | subcritical | operating | 1985 | N/A | N/A | 22.7874 | 86.2001 | india
tata steel ltd | 30 | subcritical | operating | 1990 | N/A | N/A | 22.7874 | 86.2001 | india
chambal infrastructure ventures | 660 | supercritical | cancelled | N/A | N/A | N/A | 20.6958 | 85.4386 | india
chambal infrastructure ventures | 660 | supercritical | cancelled | N/A | N/A | N/A | 20.6958 | 85.4386 | india
jindal power ltd | 660 | supercritical | cancelled | N/A | N/A | N/A | 20.7059 | 85.0798 | india
jindal power ltd | 660 | supercritical | cancelled | N/A | N/A | N/A | 20.7059 | 85.0798 | india
essel infraprojects | 660 | supercritical | cancelled | N/A | N/A | N/A | 24.9639 | 81.4904 | india
essel infraprojects | 660 | supercritical | cancelled | N/A | N/A | N/A | 24.9639 | 81.4904 | india
jawaharpur vidyut utpadan nigam ltd | 660 | supercritical | operating | 2024 | N/A | N/A | 27.4971 | 78.8261 | india
jawaharpur vidyut utpadan nigam ltd | 660 | supercritical | operating | 2024 | N/A | N/A | 27.4971 | 78.8261 | india
jaya thermal power (india) pvt ltd | 150 | unknown | cancelled | N/A | N/A | N/A | 8.803 | 78.1445 | india
jaya thermal power (india) pvt ltd | 150 | unknown | cancelled | N/A | N/A | N/A | 8.803 | 78.1445 | india
jaya thermal power (india) pvt ltd | 150 | unknown | cancelled | N/A | N/A | N/A | 8.803 | 78.1445 | india
nlc india ltd | 500 | unknown | cancelled | N/A | N/A | N/A | 11.2167 | 79.3667 | india
jaiprakash power ventures ltd | 660 | supercritical | operating | 2014 | N/A | N/A | 24.15 | 81.9045 | india
jaiprakash power ventures ltd | 660 | supercritical | operating | 2015 | N/A | N/A | 24.15 | 81.9045 | india
north karnataka powergen pvt ltd | 660 | supercritical | cancelled | N/A | N/A | N/A | 17.0121 | 76.7752 | india
north karnataka powergen pvt ltd | 660 | supercritical | cancelled | N/A | N/A | N/A | 17.0121 | 76.7752 | india
chetak enterprises ltd | 1320 | unknown | cancelled | N/A | N/A | N/A | 22.7695 | 74.5925 | india
vedanta resources ltd | 135 | subcritical | operating | 2008 | N/A | N/A | 21.788 | 84.0544 | india
vedanta resources ltd | 135 | subcritical | operating | 2008 | N/A | N/A | 21.788 | 84.0544 | india
vedanta resources ltd | 135 | subcritical | operating | 2008 | N/A | N/A | 21.788 | 84.0544 | india
vedanta resources ltd | 135 | subcritical | operating | 2008 | N/A | N/A | 21.788 | 84.0544 | india
vedanta resources ltd | 135 | subcritical | operating | 2008 | N/A | N/A | 21.788 | 84.0544 | india
vedanta resources ltd | 135 | subcritical | operating | 2008 | N/A | N/A | 21.788 | 84.0544 | india
vedanta resources ltd | 135 | subcritical | operating | 2008 | N/A | N/A | 21.788 | 84.0544 | india
vedanta resources ltd | 135 | subcritical | operating | 2011 | N/A | N/A | 21.788 | 84.0544 | india
vedanta resources ltd | 135 | subcritical | operating | 2011 | N/A | N/A | 21.788 | 84.0544 | india
ind-barath energy (utkal) ltd | 660 | supercritical | cancelled | N/A | N/A | N/A | 21.6579 | 83.9195 | india
ind-barath energy (utkal) ltd | 350 | subcritical | operating | 2016 | N/A | N/A | 21.6579 | 83.9195 | india
ind-barath energy (utkal) ltd | 350 | subcritical | construction | 2024 | N/A | N/A | 21.6579 | 83.9195 | india
sterlite energy ltd | 600 | subcritical | operating | 2010 | N/A | N/A | 21.8157 | 84.042 | india
sterlite energy ltd | 600 | subcritical | operating | 2010 | N/A | N/A | 21.8157 | 84.042 | india
sterlite energy ltd | 600 | subcritical | operating | 2011 | N/A | N/A | 21.8157 | 84.042 | india
sterlite energy ltd | 600 | subcritical | operating | 2012 | N/A | N/A | 21.8157 | 84.042 | india
suryachakra power corp ltd | 140 | unknown | cancelled | N/A | N/A | N/A | 18.3 | 83.9 | india
jindal steel & power ltd | 660 | supercritical | cancelled | N/A | N/A | N/A | 23.6913 | 85.2722 | india
jindal steel & power ltd | 660 | supercritical | cancelled | N/A | N/A | N/A | 23.6913 | 85.2722 | india
nuvoco vistas corp ltd | 30 | unknown | operating | 2021 | N/A | N/A | 22.7531 | 86.2452 | india
tata power co ltd | 67.5 | subcritical | operating | 1996 | N/A | N/A | 22.7554 | 86.2491 | india
tata power co ltd | 120 | subcritical | operating | 2000 | N/A | N/A | 22.7554 | 86.2491 | india
tata power co ltd | 120 | subcritical | operating | 2001 | N/A | N/A | 22.7554 | 86.2491 | india
tata power co ltd | 120 | subcritical | operating | 2005 | N/A | N/A | 22.7554 | 86.2491 | india
tata power co ltd | 120 | subcritical | operating | 2011 | N/A | N/A | 22.7554 | 86.2491 | india
kvk energy & infrastructure pvt ltd | 660 | unknown | cancelled | N/A | N/A | N/A | 18.8527 | 83.8765 | india
kvk energy & infrastructure pvt ltd | 660 | unknown | cancelled | N/A | N/A | N/A | 18.8527 | 83.8765 | india
kvk energy & infrastructure pvt ltd | 660 | unknown | cancelled | N/A | N/A | N/A | 18.8527 | 83.8765 | india
jsw energy ltd | 135 | subcritical | operating | 2010 | N/A | N/A | 25.8954 | 71.3299 | india
jsw energy ltd | 540 | supercritical | cancelled | N/A | N/A | N/A | 25.8954 | 71.3299 | india
jsw energy ltd | 360 | supercritical | announced | N/A | N/A | N/A | 25.8954 | 71.3299 | india
jsw energy ltd | 360 | supercritical | announced | N/A | N/A | N/A | 25.8954 | 71.3299 | india
jsw energy ltd | 360 | supercritical | announced | N/A | N/A | N/A | 25.8954 | 71.3299 | india
jsw energy ltd | 135 | subcritical | operating | 2010 | N/A | N/A | 25.8954 | 71.3299 | india
jsw energy ltd | 135 | subcritical | operating | 2011 | N/A | N/A | 25.8954 | 71.3299 | india
jsw energy ltd | 135 | subcritical | operating | 2011 | N/A | N/A | 25.8954 | 71.3299 | india
jsw energy ltd | 135 | subcritical | operating | 2013 | N/A | N/A | 25.8954 | 71.3299 | india
jsw energy ltd | 135 | subcritical | operating | 2013 | N/A | N/A | 25.8954 | 71.3299 | india
jsw energy ltd | 135 | subcritical | operating | 2013 | N/A | N/A | 25.8954 | 71.3299 | india
jsw energy ltd | 135 | subcritical | operating | 2013 | N/A | N/A | 25.8954 | 71.3299 | india
jsw energy ltd | 540 | supercritical | cancelled | N/A | N/A | N/A | 25.8954 | 71.3299 | india
mivaan steels ltd | 151 | subcritical | operating | 2012 | N/A | N/A | 21.9878 | 83.2313 | india
mivaan steels ltd | 73 | subcritical | cancelled | N/A | N/A | N/A | 21.9878 | 83.2313 | india
jsw steel ltd | 30 | subcritical | operating | 2010 | N/A | N/A | 19.7945 | 72.7405 | india
jsw utkal steel ltd | 300 | unknown | permitted | N/A | N/A | N/A | 20.2594 | 86.6476 | india
jsw utkal steel ltd | 300 | unknown | permitted | N/A | N/A | N/A | 20.2594 | 86.6476 | india
jsw utkal steel ltd | 300 | unknown | permitted | N/A | N/A | N/A | 20.2594 | 86.6476 | india
jsw energy ltd | 130 | subcritical | operating | 2000 | N/A | N/A | 15.1868 | 76.6621 | india
jsw energy ltd | 130 | subcritical | operating | 2000 | N/A | N/A | 15.1868 | 76.6621 | india
jsw energy ltd | 300 | subcritical | operating | 2009 | N/A | N/A | 15.1868 | 76.6621 | india
jsw energy ltd | 300 | subcritical | operating | 2009 | N/A | N/A | 15.1868 | 76.6621 | india
jsw energy ltd | 660 | supercritical | cancelled | N/A | N/A | N/A | 15.1839 | 76.6622 | india
tamil nadu generation and distribution co ltd | 800 | supercritical | cancelled | N/A | N/A | N/A | 9.2274 | 78.4726 | india
tamil nadu generation and distribution co ltd | 800 | supercritical | cancelled | N/A | N/A | N/A | 9.2274 | 78.4726 | india
tamil nadu generation and distribution co ltd | 800 | supercritical | cancelled | N/A | N/A | N/A | 9.2274 | 78.4726 | india
tamil nadu generation and distribution co ltd | 800 | supercritical | cancelled | N/A | N/A | N/A | 9.2274 | 78.4726 | india
tamil nadu generation and distribution co ltd | 800 | supercritical | cancelled | N/A | N/A | N/A | 9.2274 | 78.4726 | india
atlas power india | 660 | unknown | cancelled | N/A | N/A | N/A | 16.5185 | 77.3284 | india
atlas power india | 660 | unknown | cancelled | N/A | N/A | N/A | 16.5185 | 77.3284 | india
tamil nadu newsprint & papers ltd | 40 | subcritical | operating | 2011 | N/A | N/A | 11.0529 | 77.9958 | india
cement manufacturing co ltd | 500 | unknown | cancelled | N/A | N/A | N/A | 25.2635 | 87.2344 | india
east-west power generation co ltd | 1000 | unknown | cancelled | 2010 | N/A | N/A | 25.2635 | 87.2344 | india
sarvottam infrastructure | 540 | unknown | cancelled | N/A | N/A | N/A | 25.2635 | 87.2344 | india
ntpc ltd | 210 | subcritical | operating | 1992 | N/A | N/A | 25.2369 | 87.2656 | india
ntpc ltd | 210 | subcritical | operating | 1994 | N/A | N/A | 25.2369 | 87.2656 | india
ntpc ltd | 210 | subcritical | operating | 1995 | N/A | N/A | 25.2369 | 87.2656 | india
ntpc ltd | 210 | subcritical | operating | 1996 | N/A | N/A | 25.2369 | 87.2656 | india
ntpc ltd | 500 | subcritical | operating | 2008 | N/A | N/A | 25.2369 | 87.2656 | india
ntpc ltd | 500 | subcritical | operating | 2009 | N/A | N/A | 25.2369 | 87.2656 | india
ntpc ltd | 500 | subcritical | operating | 2010 | N/A | N/A | 25.2369 | 87.2656 | india
shapoorji pallonji energy pvt ltd | 660 | supercritical | cancelled | N/A | N/A | N/A | 20.75 | 70.8167 | india
shapoorji pallonji energy pvt ltd | 660 | supercritical | cancelled | N/A | N/A | N/A | 20.75 | 70.8167 | india
essar power salaya ltd | 600 | unknown | announced | 2027 | N/A | N/A | 22.3091 | 69.7071 | india
essar power salaya ltd | 600 | unknown | announced | 2027 | N/A | N/A | 22.3091 | 69.7071 | india
telangana state power generation corp ltd | 500 | subcritical | operating | 2010 | N/A | N/A | 18.3832 | 79.8272 | india
telangana state power generation corp ltd | 600 | subcritical | operating | 2015 | N/A | N/A | 18.3832 | 79.8272 | india
mesco steel ltd | 30 | subcritical | operating | 2007 | N/A | N/A | 20.85 | 86.333 | india
rajasthan rajya vidyut utpadan nigam ltd | 800 | ultra-supercritical | pre-permit | N/A | N/A | N/A | 24.5325 | 76.1004 | india
rajasthan rajya vidyut utpadan nigam ltd | 800 | ultra-supercritical | announced | N/A | N/A | N/A | 24.5325 | 76.1004 | india
rajasthan rajya vidyut utpadan nigam ltd | 600 | supercritical | operating | 2014 | N/A | N/A | 24.5325 | 76.1004 | india
rajasthan rajya vidyut utpadan nigam ltd | 600 | supercritical | operating | 2015 | N/A | N/A | 24.5325 | 76.1004 | india
rajasthan rajya vidyut utpadan nigam ltd | 660 | supercritical | cancelled | N/A | N/A | N/A | 24.5325 | 76.1004 | india
rajasthan rajya vidyut utpadan nigam ltd | 660 | supercritical | cancelled | N/A | N/A | N/A | 24.5325 | 76.1004 | india
odisha power generation corp ltd | 800 | supercritical | cancelled | N/A | N/A | N/A | 20.837 | 85.5206 | india
odisha power generation corp ltd | 800 | supercritical | cancelled | N/A | N/A | N/A | 20.837 | 85.5206 | india
odisha power generation corp ltd | 800 | supercritical | cancelled | N/A | N/A | N/A | 20.837 | 85.5206 | india
gmr energy ltd | 350 | subcritical | pre-permit | N/A | N/A | N/A | 20.8706 | 85.267 | india
gmr energy ltd | 350 | subcritical | operating | 2013 | N/A | N/A | 20.8706 | 85.267 | india
gmr energy ltd | 350 | subcritical | operating | 2013 | N/A | N/A | 20.8706 | 85.267 | india
gmr energy ltd | 350 | subcritical | operating | 2014 | N/A | N/A | 20.8706 | 85.267 | india
jharkhand bijli vitran nigam ltd | 660 | unknown | cancelled | N/A | N/A | N/A | 22.9198 | 84.9513 | india
jharkhand bijli vitran nigam ltd | 660 | unknown | cancelled | N/A | N/A | N/A | 22.9198 | 84.9513 | india
jindal steel & power ltd | 660 | supercritical | cancelled | N/A | N/A | N/A | 22.9198 | 84.9513 | india
jindal steel & power ltd | 660 | supercritical | cancelled | N/A | N/A | N/A | 22.9198 | 84.9513 | india
jindal steel & power ltd | 660 | supercritical | cancelled | N/A | N/A | N/A | 22.9198 | 84.9513 | india
jindal steel & power ltd | 660 | supercritical | cancelled | N/A | N/A | N/A | 22.9198 | 84.9513 | india
nlc india ltd | 660 | supercritical | cancelled | N/A | N/A | N/A | 10.906 | 79.8487 | india
nlc india ltd | 660 | supercritical | cancelled | N/A | N/A | N/A | 10.906 | 79.8487 | india
nlc india ltd | 660 | supercritical | cancelled | N/A | N/A | N/A | 10.906 | 79.8487 | india
nagapattinam energy | 150 | unknown | cancelled | N/A | N/A | N/A | 10.5908 | 79.8003 | india
uttar pradesh rajya vidyut utpadan nigam ltd | 1320 | supercritical | cancelled | N/A | N/A | N/A | 25.1906 | 82.0197 | india
uttar pradesh rajya vidyut utpadan nigam ltd | 660 | supercritical | cancelled | N/A | N/A | N/A | 25.1906 | 82.0197 | india
central electricity authority (india) | 4000 | supercritical | cancelled | N/A | N/A | N/A | 25.28 | 81.93 | india
gupta energy pvt ltd | 1320 | unknown | cancelled | N/A | N/A | N/A | 14.75 | 75.66 | india
acb (india) ltd | 135 | subcritical | operating | 2011 | N/A | N/A | 22.389 | 82.5549 | india
acb (india) ltd | 135 | subcritical | operating | 2012 | N/A | N/A | 22.389 | 82.5549 | india
kerala state industrial development corp ltd | 660 | supercritical | cancelled | N/A | N/A | N/A | 12.2425 | 75.2333 | india
kerala state industrial development corp ltd | 660 | supercritical | cancelled | N/A | N/A | N/A | 12.2425 | 75.2333 | india
vandana vidhyut ltd | 35 | subcritical | operating | 2012 | N/A | N/A | 22.4898 | 82.6062 | india
welspun energy pvt ltd | 1220 | supercritical | cancelled | N/A | N/A | N/A | 23.8347 | 80.3955 | india
katni thermal energy (mp) ltd | 660 | supercritical | cancelled | N/A | N/A | N/A | 23.8347 | 80.3955 | india
katni thermal energy (mp) ltd | 660 | supercritical | cancelled | N/A | N/A | N/A | 23.8347 | 80.3955 | india
katni thermal energy (mp) ltd | 660 | supercritical | cancelled | N/A | N/A | N/A | 23.8347 | 80.3955 | india
chennai power generation ltd | 660 | supercritical | cancelled | N/A | N/A | N/A | 13.2586 | 80.3407 | india
chennai power generation ltd | 660 | supercritical | cancelled | N/A | N/A | N/A | 13.2586 | 80.3407 | india
ntpc ltd | 660 | supercritical | shelved | N/A | N/A | N/A | 23.65 | 88.13 | india
ntpc ltd | 660 | supercritical | shelved | N/A | N/A | N/A | 23.65 | 88.13 | india
adani power ltd | 800 | supercritical | cancelled | N/A | N/A | N/A | 24.778 | 76.7371 | india
adani power ltd | 800 | supercritical | cancelled | N/A | N/A | N/A | 24.778 | 76.7371 | india
adani power ltd | 660 | supercritical | operating | 2014 | N/A | N/A | 24.778 | 76.7371 | india
adani power ltd | 660 | supercritical | operating | 2014 | N/A | N/A | 24.778 | 76.7371 | india
adani power ltd | 800 | ultra-supercritical | pre-permit | N/A | N/A | N/A | 24.778 | 76.7371 | india
adani power ltd | 800 | ultra-supercritical | pre-permit | N/A | N/A | N/A | 24.778 | 76.7371 | india
adani power ltd | 800 | ultra-supercritical | pre-permit | N/A | N/A | N/A | 24.778 | 76.7371 | india
adani power ltd | 800 | ultra-supercritical | pre-permit | N/A | N/A | N/A | 24.778 | 76.7371 | india
lalitpur power generation co ltd | 45 | subcritical | operating | 2011 | N/A | N/A | 27.9 | 80.8 | india
lalitpur power generation co ltd | 45 | subcritical | operating | 2012 | N/A | N/A | 27.9 | 80.8 | india
aes chhattisgarh energy pvt ltd | 1440 | unknown | cancelled | N/A | N/A | N/A | 21.9277 | 83.34 | india
dwarkesh energy | 660 | supercritical | cancelled | N/A | N/A | N/A | 22.0089 | 76.7667 | india
dwarkesh energy | 660 | supercritical | cancelled | N/A | N/A | N/A | 22.0089 | 76.7667 | india
era infra engineering ltd | 660 | supercritical | cancelled | N/A | N/A | N/A | 21.9997 | 76.1842 | india
era infra engineering ltd | 660 | supercritical | cancelled | N/A | N/A | N/A | 21.9997 | 76.1842 | india
maharashtra state power generation co ltd | 210 | subcritical | operating | 1989 | N/A | N/A | 21.2818 | 79.116 | india
maharashtra state power generation co ltd | 210 | subcritical | operating | 1990 | N/A | N/A | 21.2818 | 79.116 | india
maharashtra state power generation co ltd | 210 | subcritical | operating | 2000 | N/A | N/A | 21.2818 | 79.116 | india
maharashtra state power generation co ltd | 210 | subcritical | operating | 2001 | N/A | N/A | 21.2818 | 79.116 | india
maharashtra state power generation co ltd | 500 | subcritical | operating | 2011 | N/A | N/A | 21.2818 | 79.116 | india
nava ltd | 30 | subcritical | operating | 2006 | N/A | N/A | 20.8094 | 85.2886 | india
nava ltd | 64 | subcritical | operating | 2013 | N/A | N/A | 20.8094 | 85.2886 | india
ntpc ltd | 660 | ultra-supercritical | operating | 2019 | N/A | N/A | 22.0652 | 75.8519 | india
ntpc ltd | 660 | ultra-supercritical | operating | 2020 | N/A | N/A | 22.0652 | 75.8519 | india
am/ns khopoli ltd | 30 | subcritical | operating | 2011 | N/A | N/A | 18.64 | 72.88 | india
am/ns khopoli ltd | 30 | subcritical | operating | 2011 | N/A | N/A | 18.64 | 72.88 | india
thdc india ltd | 660 | supercritical | construction | 2025 | N/A | N/A | 28.1583 | 77.9083 | india
thdc india ltd | 660 | supercritical | construction | 2025 | N/A | N/A | 28.1583 | 77.9083 | india
thdc india ltd | 660 | supercritical | cancelled | N/A | N/A | N/A | 28.1583 | 77.9083 | india
lenexis energy ltd | 1320 | unknown | cancelled | N/A | N/A | N/A | 20.8556 | 79.3225 | india
jinbhuvish power generations pvt ltd | 1320 | supercritical | cancelled | N/A | N/A | N/A | 20.4899 | 77.8682 | india
nandlal enterprises ltd | 750 | unknown | cancelled | N/A | N/A | N/A | 19.851 | 79.2064 | india
jindal steel & power ltd | 660 | supercritical | cancelled | N/A | N/A | N/A | 14.1667 | 80.0833 | india
jindal steel & power ltd | 660 | supercritical | cancelled | N/A | N/A | N/A | 14.1667 | 80.0833 | india
jindal steel & power ltd | 660 | supercritical | cancelled | N/A | N/A | N/A | 14.1667 | 80.0833 | india
nsl nagapatnam power & infratech ltd | 1350 | supercritical | cancelled | N/A | N/A | N/A | 20.833 | 85.1 | india
mirach power ltd | 1320 | supercritical | cancelled | N/A | N/A | N/A | 25.1466 | 86.0963 | india
triton energy ltd | 1320 | unknown | cancelled | N/A | N/A | N/A | 24.7484 | 84.3767 | india
damodar valley corp | 500 | subcritical | operating | 2011 | N/A | N/A | 24.3915 | 85.5619 | india
damodar valley corp | 500 | subcritical | operating | 2013 | N/A | N/A | 24.3915 | 85.5619 | india
damodar valley corp | 800 | ultra-supercritical | permitted | 2028 | N/A | N/A | 24.3915 | 85.5619 | india
damodar valley corp | 800 | ultra-supercritical | permitted | 2028 | N/A | N/A | 24.3915 | 85.5619 | india
the west bengal power development corp ltd | 210 | subcritical | retired | 1990 | 2022 | N/A | 22.4166 | 87.871 | india
the west bengal power development corp ltd | 210 | subcritical | retired | 1986 | 2022 | N/A | 22.4166 | 87.871 | india
the west bengal power development corp ltd | 210 | subcritical | operating | 1984 | N/A | N/A | 22.4166 | 87.871 | india
the west bengal power development corp ltd | 210 | subcritical | operating | 1995 | N/A | N/A | 22.4166 | 87.871 | india
the west bengal power development corp ltd | 210 | subcritical | operating | 1991 | N/A | N/A | 22.4166 | 87.871 | india
the west bengal power development corp ltd | 210 | subcritical | operating | 1994 | N/A | N/A | 22.4166 | 87.871 | india
alfa infraprop pvt ltd | 660 | supercritical | cancelled | N/A | N/A | N/A | 18.8963 | 83.4689 | india
alfa infraprop pvt ltd | 660 | supercritical | cancelled | N/A | N/A | N/A | 18.8963 | 83.4689 | india
alfa infraprop pvt ltd | 660 | unknown | cancelled | N/A | N/A | N/A | 18.8963 | 83.4689 | india
alfa infraprop pvt ltd | 660 | unknown | cancelled | N/A | N/A | N/A | 18.8963 | 83.4689 | india
maharashtra state power generation co ltd | 105 | subcritical | retired | 1974 | 2010 | N/A | 21.2421 | 79.095 | india
maharashtra state power generation co ltd | 660 | supercritical | operating | 2016 | N/A | N/A | 21.236 | 79.0919 | india
maharashtra state power generation co ltd | 660 | supercritical | permitted | N/A | N/A | N/A | 21.236 | 79.0919 | india
maharashtra state power generation co ltd | 660 | supercritical | permitted | N/A | N/A | N/A | 21.236 | 79.0919 | india
maharashtra state power generation co ltd | 105 | subcritical | retired | 1975 | 2010 | N/A | 21.2421 | 79.095 | india
maharashtra state power generation co ltd | 105 | subcritical | retired | 1976 | 2010 | N/A | 21.2421 | 79.095 | india
maharashtra state power generation co ltd | 105 | subcritical | retired | 1976 | 2010 | N/A | 21.2421 | 79.095 | india
maharashtra state power generation co ltd | 200 | subcritical | retired | 1978 | 2017 | N/A | 21.2421 | 79.095 | india
maharashtra state power generation co ltd | 210 | subcritical | operating | 1982 | N/A | N/A | 21.2421 | 79.095 | india
maharashtra state power generation co ltd | 210 | subcritical | retired | 1983 | 2021 | N/A | 21.2421 | 79.095 | india
maharashtra state power generation co ltd | 660 | supercritical | operating | 2015 | N/A | N/A | 21.236 | 79.0919 | india
maharashtra state power generation co ltd | 660 | supercritical | operating | 2016 | N/A | N/A | 21.236 | 79.0919 | india
essar power ltd | 1000 | unknown | cancelled | N/A | N/A | N/A | 22.35 | 82.683 | india
chhattisgarh state power generation co ltd | 500 | unknown | cancelled | N/A | N/A | N/A | 22.3673 | 82.7603 | india
chhattisgarh state power generation co ltd | 500 | unknown | cancelled | N/A | N/A | N/A | 22.3673 | 82.7603 | india
ntpc ltd | 200 | subcritical | operating | 1983 | N/A | N/A | 22.3874 | 82.6819 | india
ntpc ltd | 200 | subcritical | operating | 1983 | N/A | N/A | 22.3874 | 82.6819 | india
ntpc ltd | 200 | subcritical | operating | 1984 | N/A | N/A | 22.3874 | 82.6819 | india
ntpc ltd | 500 | subcritical | operating | 1987 | N/A | N/A | 22.3874 | 82.6819 | india
ntpc ltd | 500 | subcritical | operating | 1988 | N/A | N/A | 22.3874 | 82.6819 | india
ntpc ltd | 500 | subcritical | operating | 1989 | N/A | N/A | 22.3874 | 82.6819 | india
ntpc ltd | 500 | subcritical | operating | 2010 | N/A | N/A | 22.3881 | 82.6858 | india
chhattisgarh state power generation co ltd | 50 | subcritical | retired | 1966 | 2019 | N/A | 22.3834 | 82.7195 | india
chhattisgarh state power generation co ltd | 50 | subcritical | retired | 1967 | 2019 | N/A | 22.3834 | 82.7195 | india
chhattisgarh state power generation co ltd | 50 | subcritical | retired | 1968 | 2019 | N/A | 22.3834 | 82.7195 | india
chhattisgarh state power generation co ltd | 50 | subcritical | retired | 1968 | 2019 | N/A | 22.3834 | 82.7195 | india
chhattisgarh state power generation co ltd | 120 | subcritical | retired | 1976 | 2021 | N/A | 22.3834 | 82.7195 | india
chhattisgarh state power generation co ltd | 120 | subcritical | retired | 1981 | 2021 | N/A | 22.3834 | 82.7195 | india
dcm shriram fertilisers & chemicals | 85 | subcritical | operating | N/A | N/A | N/A | 25.1286 | 75.8835 | india
dcm shriram fertilisers & chemicals | 40 | subcritical | operating | 2005 | N/A | N/A | 25.1286 | 75.8835 | india
rajasthan rajya vidyut utpadan nigam ltd | 110 | subcritical | operating | 1983 | N/A | N/A | 25.171 | 75.817 | india
rajasthan rajya vidyut utpadan nigam ltd | 110 | subcritical | operating | 1983 | N/A | N/A | 25.171 | 75.817 | india
rajasthan rajya vidyut utpadan nigam ltd | 210 | subcritical | operating | 1988 | N/A | N/A | 25.171 | 75.817 | india
rajasthan rajya vidyut utpadan nigam ltd | 210 | subcritical | operating | 1989 | N/A | N/A | 25.171 | 75.817 | india
rajasthan rajya vidyut utpadan nigam ltd | 210 | subcritical | operating | 1997 | N/A | N/A | 25.171 | 75.817 | india
rajasthan rajya vidyut utpadan nigam ltd | 195 | subcritical | operating | 2004 | N/A | N/A | 25.171 | 75.817 | india
rajasthan rajya vidyut utpadan nigam ltd | 195 | subcritical | operating | 2009 | N/A | N/A | 25.171 | 75.817 | india
skil group | 600 | unknown | cancelled | N/A | N/A | N/A | 18.9286 | 79.8176 | india
telangana state power generation corp ltd | 60 | subcritical | retired | 1966 | 2020 | N/A | 17.6219 | 80.6936 | india
telangana state power generation corp ltd | 250 | subcritical | operating | 1998 | N/A | N/A | 17.6219 | 80.6936 | india
telangana state power generation corp ltd | 500 | supercritical | operating | 2011 | N/A | N/A | 17.6219 | 80.6936 | india
telangana state power generation corp ltd | 800 | supercritical | operating | 2018 | N/A | N/A | 17.6219 | 80.6936 | india
telangana state power generation corp ltd | 60 | subcritical | retired | 1966 | 2020 | N/A | 17.6219 | 80.6936 | india
telangana state power generation corp ltd | 60 | subcritical | retired | 1967 | 2019 | N/A | 17.6219 | 80.6936 | india
telangana state power generation corp ltd | 60 | subcritical | retired | 1967 | 2020 | N/A | 17.6219 | 80.6936 | india
telangana state power generation corp ltd | 120 | subcritical | retired | 1974 | 2020 | N/A | 17.6219 | 80.6936 | india
telangana state power generation corp ltd | 120 | subcritical | retired | 1974 | 2019 | N/A | 17.6219 | 80.6936 | india
telangana state power generation corp ltd | 120 | subcritical | retired | 1977 | 2020 | N/A | 17.6219 | 80.6936 | india
telangana state power generation corp ltd | 120 | subcritical | retired | 1978 | 2019 | N/A | 17.6219 | 80.6936 | india
telangana state power generation corp ltd | 250 | subcritical | operating | 1997 | N/A | N/A | 17.6219 | 80.6936 | india
navayuga power | 660 | supercritical | cancelled | N/A | N/A | N/A | 14.1944 | 80.0917 | india
navayuga power | 660 | supercritical | cancelled | N/A | N/A | N/A | 14.1944 | 80.0917 | india
navayuga power | 660 | supercritical | cancelled | N/A | N/A | N/A | 14.1944 | 80.0917 | india
coastal andhra power ltd | 4000 | supercritical | cancelled | N/A | N/A | N/A | 14.2521 | 80.1207 | india
ksk energy ventures ltd | 600 | supercritical | operating | 2013 | N/A | N/A | 21.9603 | 82.4091 | india
ksk energy ventures ltd | 600 | supercritical | operating | 2014 | N/A | N/A | 21.9603 | 82.4091 | india
ksk energy ventures ltd | 600 | supercritical | operating | 2018 | N/A | N/A | 21.9603 | 82.4091 | india
ksk energy ventures ltd | 600 | supercritical | construction | N/A | N/A | N/A | 21.9603 | 82.4091 | india
ksk energy ventures ltd | 600 | supercritical | construction | N/A | N/A | N/A | 21.9603 | 82.4091 | india
ksk energy ventures ltd | 600 | supercritical | construction | N/A | N/A | N/A | 21.9603 | 82.4091 | india
ksk energy ventures ltd | 1800 | unknown | cancelled | N/A | N/A | N/A | 22.7499 | 82.5728 | india
ntpc ltd | 800 | supercritical | operating | 2016 | N/A | N/A | 16.4995 | 75.8346 | india
ntpc ltd | 800 | supercritical | operating | 2017 | N/A | N/A | 16.4995 | 75.8346 | india
ntpc ltd | 800 | supercritical | operating | 2018 | N/A | N/A | 16.4995 | 75.8346 | india
ntpc ltd | 800 | supercritical | cancelled | N/A | N/A | N/A | 16.4995 | 75.8346 | india
ntpc ltd | 800 | supercritical | cancelled | N/A | N/A | N/A | 16.4995 | 75.8346 | india
jsw energy ltd | 660 | supercritical | cancelled | N/A | N/A | N/A | 21.8475 | 83.54 | india
jsw energy ltd | 660 | supercritical | cancelled | N/A | N/A | N/A | 21.8475 | 83.54 | india
lalitpur power generation co ltd | 45 | subcritical | operating | 2012 | N/A | N/A | 27.03 | 82.23 | india
lalitpur power generation co ltd | 45 | subcritical | operating | 2012 | N/A | N/A | 27.03 | 82.23 | india
gujarat state electricity corp ltd | 70 | subcritical | retired | 1990 | 2021 | N/A | 23.6639 | 68.7841 | india
gujarat state electricity corp ltd | 70 | subcritical | retired | 1991 | 2021 | N/A | 23.6639 | 68.7841 | india
gujarat state electricity corp ltd | 75 | subcritical | operating | 1997 | N/A | N/A | 23.6639 | 68.7841 | india
gujarat state electricity corp ltd | 75 | subcritical | operating | 2009 | N/A | N/A | 23.6639 | 68.7841 | india
welspun captive power generation ltd | 43 | subcritical | operating | 2007 | N/A | N/A | 23.1175 | 70.0822 | india
welspun captive power generation ltd | 80 | subcritical | operating | 2012 | N/A | N/A | 23.1175 | 70.0822 | india
kvk nilachal power pvt ltd | 1000 | unknown | cancelled | N/A | N/A | N/A | 22.9356 | 85.0926 | india
spml infra ltd | 1200 | unknown | cancelled | N/A | N/A | N/A | 28.8 | 79 | india
ntpc ltd | 330 | unknown | cancelled | N/A | N/A | N/A | 25.1804 | 86.259 | india
bihar state power holding co ltd | 330 | unknown | cancelled | N/A | N/A | N/A | 25.1804 | 86.259 | india
ntpc ltd | 330 | unknown | cancelled | N/A | N/A | N/A | 25.1804 | 86.259 | india
bihar state power holding co ltd | 330 | unknown | cancelled | N/A | N/A | N/A | 25.1804 | 86.259 | india
century pulp and paper ltd | 43 | subcritical | operating | 2011 | N/A | N/A | 29.0624 | 79.5217 | india
lalitpur power generation co ltd | 660 | supercritical | operating | 2015 | N/A | N/A | 24.7958 | 78.6469 | india
lalitpur power generation co ltd | 660 | supercritical | operating | 2016 | N/A | N/A | 24.7958 | 78.6469 | india
lalitpur power generation co ltd | 660 | supercritical | operating | 2016 | N/A | N/A | 24.7958 | 78.6469 | india
lalitpur power generation co ltd | 800 | ultra-supercritical | announced | N/A | N/A | N/A | 24.7958 | 78.6469 | india
lalitpur power generation co ltd | 800 | ultra-supercritical | announced | N/A | N/A | N/A | 24.7958 | 78.6469 | india
lalitpur power generation co ltd | 800 | ultra-supercritical | announced | N/A | N/A | N/A | 24.7958 | 78.6469 | india
lanco amarkantak power ltd | 300 | subcritical | operating | 2009 | N/A | N/A | 22.2454 | 82.7246 | india
lanco amarkantak power ltd | 300 | subcritical | operating | 2010 | N/A | N/A | 22.2454 | 82.7246 | india
lanco amarkantak power ltd | 660 | subcritical | construction | N/A | N/A | N/A | 22.2421 | 82.7247 | india
lanco amarkantak power ltd | 660 | subcritical | construction | N/A | N/A | N/A | 22.2421 | 82.7247 | india
vedanta resources ltd | 30 | subcritical | operating | 2008 | N/A | N/A | 19.7119 | 83.3978 | india
vedanta resources ltd | 30 | subcritical | operating | 2008 | N/A | N/A | 19.7119 | 83.3978 | india
vedanta resources ltd | 30 | subcritical | operating | 2008 | N/A | N/A | 19.7119 | 83.3978 | india
ntpc ltd | 800 | supercritical | operating | 2018 | N/A | N/A | 21.7577 | 83.4575 | india
ntpc ltd | 800 | supercritical | operating | 2020 | N/A | N/A | 21.7577 | 83.4575 | india
ntpc ltd | 800 | ultra-supercritical | construction | 2028 | N/A | N/A | 21.7577 | 83.4575 | india
ntpc ltd | 800 | ultra-supercritical | construction | 2028 | N/A | N/A | 21.7577 | 83.4575 | india
ntpc ltd | 800 | supercritical | cancelled | N/A | N/A | N/A | 21.7577 | 83.4575 | india
larsen & toubro ltd | 3200 | unknown | cancelled | N/A | N/A | N/A | 22.9868 | 87.855 | india
tata power co ltd | 500 | unknown | cancelled | N/A | N/A | N/A | 23.73 | 84.47 | india
tata power co ltd | 500 | unknown | cancelled | N/A | N/A | N/A | 23.73 | 84.47 | india
maharashtra state power generation co ltd | 1500 | supercritical | cancelled | N/A | N/A | N/A | 18.4 | 76.58 | india
my home power pvt ltd | 1000 | unknown | cancelled | N/A | N/A | N/A | 17.4664 | 82.9614 | india
patel energy resources | 1320 | supercritical | cancelled | N/A | N/A | N/A | 20.8667 | 71.3667 | india
maadurga thermal power co ltd | 30 | unknown | operating | 2024 | N/A | N/A | 20.5762 | 86.0207 | india
maadurga thermal power co ltd | 30 | unknown | operating | 2024 | N/A | N/A | 20.5762 | 86.0207 | india
patni energy | 405 | CFB | cancelled | N/A | N/A | N/A | 18.6555 | 72.8679 | india
jsw energy ltd | 1320 | unknown | cancelled | N/A | N/A | N/A | 23.2825 | 81.5882 | india
adhunik power and natural resources ltd | 270 | subcritical | operating | 2012 | N/A | N/A | 22.8365 | 86.0613 | india
adhunik power and natural resources ltd | 270 | subcritical | operating | 2013 | N/A | N/A | 22.8365 | 86.0613 | india
adhunik power and natural resources ltd | 540 | subcritical | cancelled | N/A | N/A | N/A | 22.8365 | 86.0613 | india
hindalco industries ltd | 150 | subcritical | operating | 2013 | N/A | N/A | 24.2209 | 82.4372 | india
hindalco industries ltd | 150 | subcritical | operating | 2013 | N/A | N/A | 24.2209 | 82.4372 | india
hindalco industries ltd | 150 | subcritical | operating | 2013 | N/A | N/A | 24.2209 | 82.4372 | india
hindalco industries ltd | 150 | subcritical | operating | 2013 | N/A | N/A | 24.2209 | 82.4372 | india
hindalco industries ltd | 150 | subcritical | operating | 2013 | N/A | N/A | 24.2209 | 82.4372 | india
hindalco industries ltd | 150 | subcritical | operating | 2013 | N/A | N/A | 24.2209 | 82.4372 | india
mahan energen ltd | 600 | subcritical | operating | 2012 | N/A | N/A | 24.0087 | 82.417 | india
mahan energen ltd | 600 | subcritical | operating | 2018 | N/A | N/A | 24.0087 | 82.417 | india
mahan energen ltd | 600 | subcritical | shelved | N/A | N/A | N/A | 24.0087 | 82.417 | india
mahan energen ltd | 800 | ultra-supercritical | construction | 2027 | N/A | N/A | 24.0087 | 82.417 | india
mahan energen ltd | 800 | ultra-supercritical | construction | 2027 | N/A | N/A | 24.0087 | 82.417 | india
mahan energen ltd | 800 | ultra-supercritical | pre-permit | N/A | N/A | N/A | 24.0087 | 82.417 | india
mahan energen ltd | 800 | ultra-supercritical | pre-permit | N/A | N/A | N/A | 24.0087 | 82.417 | india
sudama mahavir power pvt ltd | 660 | supercritical | cancelled | N/A | N/A | N/A | 25.0937 | 79.8033 | india
sudama mahavir power pvt ltd | 660 | supercritical | cancelled | N/A | N/A | N/A | 25.0937 | 79.8033 | india
apraava energy pvt ltd | 660 | supercritical | operating | 2012 | N/A | N/A | 28.4881 | 76.3525 | india
apraava energy pvt ltd | 660 | supercritical | operating | 2012 | N/A | N/A | 28.4881 | 76.3525 | india
apraava energy pvt ltd | 800 | supercritical | cancelled | N/A | N/A | N/A | 28.4881 | 76.3525 | india
apraava energy pvt ltd | 800 | supercritical | cancelled | N/A | N/A | N/A | 28.4881 | 76.3525 | india
maithon power ltd | 1320 | subcritical | cancelled | N/A | N/A | N/A | 23.8209 | 86.76 | india
maithon power ltd | 525 | subcritical | operating | 2011 | N/A | N/A | 23.8209 | 86.76 | india
maithon power ltd | 525 | subcritical | operating | 2012 | N/A | N/A | 23.8209 | 86.76 | india
anrak aluminium ltd | 45 | subcritical | operating | 2012 | N/A | N/A | 17.4664 | 82.9614 | india
anrak aluminium ltd | 45 | subcritical | operating | 2012 | N/A | N/A | 17.4664 | 82.9614 | india
malaxmi energy | 2640 | unknown | cancelled | N/A | N/A | N/A | 22.6403 | 86.4298 | india
jindal steel & power ltd | 525 | subcritical | construction | 2025 | N/A | N/A | 20.9223 | 84.9911 | india
jindal steel & power ltd | 525 | subcritical | construction | 2025 | N/A | N/A | 20.9223 | 84.9911 | india
jindal steel & power ltd | 660 | unknown | cancelled | N/A | N/A | N/A | 20.9223 | 84.9911 | india
chetak enterprises ltd | 1320 | unknown | cancelled | N/A | N/A | N/A | 24.0753 | 75.0682 | india
manikgarh cement co | 30 | subcritical | operating | 2013 | N/A | N/A | 19.7212 | 79.1746 | india
manikgarh cement co | 30 | subcritical | operating | 2013 | N/A | N/A | 19.7212 | 79.1746 | india
lalitpur power generation co ltd | 45 | subcritical | operating | 2011 | N/A | N/A | 27.81 | 79.94 | india
lalitpur power generation co ltd | 45 | subcritical | operating | 2012 | N/A | N/A | 27.81 | 79.94 | india
ntpc ltd | 4000 | ultra-supercritical | cancelled | N/A | N/A | N/A | 12.1904 | 79.9419 | india
north eastern electric power corp ltd | 660 | supercritical | cancelled | N/A | N/A | N/A | 27.4895 | 95.3601 | india
chhattisgarh state power generation co ltd | 500 | subcritical | operating | 2014 | N/A | N/A | 22.0708 | 82.6022 | india
chhattisgarh state power generation co ltd | 500 | subcritical | operating | 2016 | N/A | N/A | 22.0708 | 82.6022 | india
ncl industries ltd | 30 | unknown | shelved | N/A | N/A | N/A | 16.7144 | 79.8177 | india
ntpc ltd | 500 | subcritical | operating | 2012 | N/A | N/A | 21.1807 | 79.3965 | india
ntpc ltd | 500 | subcritical | operating | 2013 | N/A | N/A | 21.1807 | 79.3965 | india
ntpc ltd | 660 | supercritical | operating | 2016 | N/A | N/A | 21.1807 | 79.3965 | india
ntpc ltd | 660 | supercritical | operating | 2017 | N/A | N/A | 21.1807 | 79.3965 | india
meenakshi energy ltd | 150 | subcritical | operating | 2012 | N/A | N/A | 14.2112 | 80.0901 | india
meenakshi energy ltd | 150 | subcritical | operating | 2013 | N/A | N/A | 14.2112 | 80.0901 | india
meenakshi energy ltd | 350 | subcritical | construction | 2025 | N/A | N/A | 14.2112 | 80.0901 | india
meenakshi energy ltd | 350 | subcritical | construction | 2025 | N/A | N/A | 14.2112 | 80.0901 | india
meghavaram power pvt ltd | 450 | unknown | cancelled | N/A | N/A | N/A | 17.4849 | 82.4949 | india
usha martin ltd | 1200 | unknown | cancelled | N/A | N/A | N/A | 25.3237 | 87.4282 | india
meja urja nigam pvt ltd | 800 | unknown | pre-permit | N/A | N/A | N/A | 25.1459 | 81.9401 | india
meja urja nigam pvt ltd | 800 | unknown | pre-permit | N/A | N/A | N/A | 25.1459 | 81.9401 | india
meja urja nigam pvt ltd | 800 | unknown | pre-permit | N/A | N/A | N/A | 25.1459 | 81.9401 | india
meja urja nigam pvt ltd | 660 | supercritical | operating | 2018 | N/A | N/A | 25.1459 | 81.9401 | india
meja urja nigam pvt ltd | 660 | supercritical | operating | 2021 | N/A | N/A | 25.1459 | 81.9401 | india
damodar valley corp | 500 | subcritical | operating | 2010 | N/A | N/A | 23.4639 | 87.1311 | india
damodar valley corp | 500 | subcritical | operating | 2011 | N/A | N/A | 23.4639 | 87.1311 | india
damodar valley corp | 210 | subcritical | operating | 1996 | N/A | N/A | 23.4639 | 87.1311 | india
damodar valley corp | 210 | subcritical | operating | 1998 | N/A | N/A | 23.4639 | 87.1311 | india
damodar valley corp | 210 | subcritical | operating | 1999 | N/A | N/A | 23.4639 | 87.1311 | india
damodar valley corp | 210 | subcritical | operating | 2005 | N/A | N/A | 23.4639 | 87.1311 | india
damodar valley corp | 250 | subcritical | operating | 2008 | N/A | N/A | 23.4639 | 87.1311 | india
damodar valley corp | 250 | subcritical | operating | 2008 | N/A | N/A | 23.4639 | 87.1311 | india
vainateya power pvt ltd | 660 | unknown | cancelled | N/A | N/A | N/A | 8.9159 | 78.1374 | india
vainateya power pvt ltd | 660 | unknown | cancelled | N/A | N/A | N/A | 8.9159 | 78.1374 | india
vainateya power pvt ltd | 660 | unknown | cancelled | N/A | N/A | N/A | 8.9159 | 78.1374 | india
vainateya power pvt ltd | 660 | unknown | cancelled | N/A | N/A | N/A | 8.9159 | 78.1374 | india
my home industries pvt ltd | 60 | unknown | operating | 2012 | N/A | N/A | 16.8097 | 79.9151 | india
periyar energy | 300 | unknown | cancelled | N/A | N/A | N/A | 9.1 | 78.3161 | india
periyar energy | 300 | unknown | cancelled | N/A | N/A | N/A | 9.1 | 78.3161 | india
maharashtra state power generation co ltd | 1320 | unknown | cancelled | N/A | N/A | N/A | 20.4667 | 79.8 | india
tata steel ltd | 150 | subcritical | operating | 2009 | N/A | N/A | 20.8073 | 85.2532 | india
tata steel ltd | 150 | subcritical | operating | 2009 | N/A | N/A | 20.8073 | 85.2532 | india
tata steel ltd | 256 | unknown | cancelled | N/A | N/A | N/A | 20.8082 | 85.259 | india
tata steel ltd | 185 | subcritical | cancelled | N/A | N/A | N/A | 20.8082 | 85.259 | india
jsw holdings ltd | 30 | subcritical | operating | 2006 | N/A | N/A | 11.814 | 77.9191 | india
jsw holdings ltd | 30 | subcritical | operating | 2006 | N/A | N/A | 11.814 | 77.9191 | india
tamil nadu generation and distribution co ltd | 210 | subcritical | operating | 1987 | N/A | N/A | 11.772 | 77.8141 | india
tamil nadu generation and distribution co ltd | 210 | subcritical | operating | 1987 | N/A | N/A | 11.772 | 77.8141 | india
tamil nadu generation and distribution co ltd | 210 | subcritical | operating | 1989 | N/A | N/A | 11.772 | 77.8141 | india
tamil nadu generation and distribution co ltd | 210 | subcritical | operating | 1990 | N/A | N/A | 11.772 | 77.8141 | india
tamil nadu generation and distribution co ltd | 600 | supercritical | operating | 2012 | N/A | N/A | 11.7745 | 77.8172 | india
abhijeet power ltd | 61.5 | subcritical | operating | 2011 | N/A | N/A | 21.0377 | 78.9334 | india
abhijeet power ltd | 61.5 | subcritical | operating | 2011 | N/A | N/A | 21.0377 | 78.9334 | india
abhijeet power ltd | 61.5 | subcritical | operating | 2011 | N/A | N/A | 21.0377 | 78.9334 | india
abhijeet power ltd | 61.5 | subcritical | operating | 2011 | N/A | N/A | 21.0377 | 78.9334 | india
mirzapur thermal energy (up) pvt ltd | 800 | ultra-supercritical | pre-permit | N/A | N/A | N/A | 25.1366 | 82.5622 | india
mirzapur thermal energy (up) pvt ltd | 800 | ultra-supercritical | pre-permit | N/A | N/A | N/A | 25.1366 | 82.5622 | india
emami cements | 500 | unknown | cancelled | N/A | N/A | N/A | 22.43 | 80.12 | india
emami cements | 500 | unknown | cancelled | N/A | N/A | N/A | 22.43 | 80.12 | india
hindustan powerprojects pvt ltd | 1980 | unknown | cancelled | N/A | N/A | N/A | 25.17 | 86.09 | india
hindustan powerprojects pvt ltd | 75 | unknown | cancelled | N/A | N/A | N/A | 21.9934 | 82.6154 | india
ptc india ltd | 75 | unknown | cancelled | N/A | N/A | N/A | 21.9934 | 82.6154 | india
nana layja power co ltd | 660 | supercritical | cancelled | N/A | N/A | N/A | 22.86 | 69.39 | india
nana layja power co ltd | 660 | supercritical | cancelled | N/A | N/A | N/A | 22.86 | 69.39 | india
nana layja power co ltd | 660 | supercritical | cancelled | N/A | N/A | N/A | 22.86 | 69.39 | india
nana layja power co ltd | 660 | supercritical | cancelled | N/A | N/A | N/A | 22.86 | 69.39 | india
nana layja power co ltd | 660 | supercritical | cancelled | N/A | N/A | N/A | 22.86 | 69.39 | india
nana layja power co ltd | 660 | supercritical | cancelled | N/A | N/A | N/A | 22.86 | 69.39 | india
pench thermal energy (mp) ltd | 660 | supercritical | permitted | N/A | N/A | N/A | 21.69 | 79.24 | india
pench thermal energy (mp) ltd | 660 | supercritical | permitted | N/A | N/A | N/A | 21.69 | 79.24 | india
madhya pradesh power generating co ltd | 120 | subcritical | retired | 1977 | 2015 | N/A | 23.1621 | 81.6328 | india
madhya pradesh power generating co ltd | 120 | subcritical | retired | 1978 | 2014 | N/A | 23.1621 | 81.6328 | india
madhya pradesh power generating co ltd | 30 | subcritical | retired | 1965 | 2009 | N/A | 23.1621 | 81.6328 | india
madhya pradesh power generating co ltd | 210 | subcritical | operating | 2009 | N/A | N/A | 23.1621 | 81.6328 | india
south eastern coalfields ltd | 323.4 | supercritical | permitted | 2027 | N/A | N/A | 23.1621 | 81.6328 | india
madhya pradesh power generating co ltd | 336.6 | supercritical | permitted | 2027 | N/A | N/A | 23.1621 | 81.6328 | india
punjab state power corp ltd | 660 | supercritical | cancelled | 2018 | N/A | N/A | 31.9761 | 75.7395 | india
punjab state power corp ltd | 660 | supercritical | cancelled | N/A | N/A | N/A | 31.9761 | 75.7395 | india
cesc ltd | 30 | subcritical | retired | 1939 | 2003 | N/A | 22.8347 | 88.3813 | india
cesc ltd | 30 | subcritical | retired | 1940 | 2003 | N/A | 22.8347 | 88.3813 | india
cesc ltd | 30 | subcritical | retired | 1943 | 2003 | N/A | 22.8347 | 88.3813 | india
cesc ltd | 30 | subcritical | retired | 1950 | 2003 | N/A | 22.8347 | 88.3813 | india
cesc ltd | 30 | subcritical | retired | 1951 | 2003 | N/A | 22.8347 | 88.3813 | india
luxor energy pvt ltd | 660 | supercritical | cancelled | N/A | N/A | N/A | 16.5545 | 75.729 | india
luxor energy pvt ltd | 660 | supercritical | cancelled | N/A | N/A | N/A | 16.5545 | 75.729 | india
adani power ltd | 660 | supercritical | operating | 2010 | N/A | N/A | 22.8235 | 69.5535 | india
adani power ltd | 660 | supercritical | operating | 2011 | N/A | N/A | 22.8235 | 69.5552 | india
adani power ltd | 330 | subcritical | operating | 2010 | N/A | N/A | 22.8236 | 69.5511 | india
adani power ltd | 330 | subcritical | operating | 2010 | N/A | N/A | 22.8236 | 69.5511 | india
adani power ltd | 330 | subcritical | operating | 2009 | N/A | N/A | 22.8236 | 69.5511 | india
adani power ltd | 330 | subcritical | operating | 2010 | N/A | N/A | 22.8236 | 69.5511 | india
adani power ltd | 660 | supercritical | operating | 2011 | N/A | N/A | 22.8235 | 69.5552 | india
adani power ltd | 660 | supercritical | operating | 2012 | N/A | N/A | 22.8235 | 69.5575 | india
adani power ltd | 660 | supercritical | operating | 2012 | N/A | N/A | 22.8235 | 69.5575 | india
adani power ltd | 1000 | supercritical | cancelled | N/A | N/A | N/A | 22.8235 | 69.5575 | india
adani power ltd | 1000 | supercritical | cancelled | N/A | N/A | N/A | 22.8235 | 69.5575 | india
adani power ltd | 1000 | supercritical | cancelled | N/A | N/A | N/A | 22.8235 | 69.5575 | india
creative thermolite power pvt ltd | 300 | unknown | cancelled | N/A | N/A | N/A | 25.1997 | 81.5022 | india
creative thermolite power pvt ltd | 300 | unknown | cancelled | N/A | N/A | N/A | 25.1997 | 81.5022 | india
sembcorp energy india ltd | 660 | supercritical | operating | 2016 | N/A | N/A | 14.3512 | 80.1431 | india
sembcorp energy india ltd | 660 | supercritical | operating | 2017 | N/A | N/A | 14.3512 | 80.1431 | india
coastal energen pvt ltd | 600 | subcritical | operating | 2014 | N/A | N/A | 8.9127 | 78.145 | india
coastal energen pvt ltd | 600 | subcritical | operating | 2016 | N/A | N/A | 8.9127 | 78.145 | india
coastal energen pvt ltd | 800 | supercritical | cancelled | N/A | N/A | N/A | 8.9127 | 78.145 | india
coastal energen pvt ltd | 800 | supercritical | cancelled | N/A | N/A | N/A | 8.9127 | 78.145 | india
kanti bijlee utpadan nigam ltd | 110 | subcritical | retired | 1985 | 2021 | N/A | 26.1948 | 85.3033 | india
kanti bijlee utpadan nigam ltd | 110 | subcritical | retired | 1985 | 2021 | N/A | 26.1948 | 85.3033 | india
kanti bijlee utpadan nigam ltd | 195 | subcritical | operating | 2015 | N/A | N/A | 26.1948 | 85.3033 | india
kanti bijlee utpadan nigam ltd | 195 | unknown | operating | 2017 | N/A | N/A | 26.1948 | 85.3033 | india
nabinagar power generating company pvt ltd | 660 | supercritical | operating | 2019 | N/A | N/A | 24.776 | 84.158 | india
nabinagar power generating company pvt ltd | 660 | supercritical | operating | 2021 | N/A | N/A | 24.776 | 84.158 | india
nabinagar power generating company pvt ltd | 660 | supercritical | operating | 2022 | N/A | N/A | 24.776 | 84.158 | india
nabinagar power generating company pvt ltd | 800 | ultra-supercritical | pre-permit | N/A | N/A | N/A | 24.776 | 84.158 | india
nabinagar power generating company pvt ltd | 800 | ultra-supercritical | pre-permit | N/A | N/A | N/A | 24.776 | 84.158 | india
nabinagar power generating company pvt ltd | 800 | ultra-supercritical | pre-permit | N/A | N/A | N/A | 24.776 | 84.158 | india
bhartiya rail bijlee co ltd | 250 | subcritical | operating | 2016 | N/A | N/A | 24.7051 | 84.0887 | india
bhartiya rail bijlee co ltd | 250 | subcritical | operating | 2017 | N/A | N/A | 24.7051 | 84.0887 | india
bhartiya rail bijlee co ltd | 250 | subcritical | operating | 2019 | N/A | N/A | 24.7051 | 84.0887 | india
bhartiya rail bijlee co ltd | 250 | subcritical | operating | 2021 | N/A | N/A | 24.7051 | 84.0887 | india
nagai power pvt ltd | 150 | subcritical | operating | 2019 | N/A | N/A | 10.8241 | 79.7538 | india
nagai power pvt ltd | 150 | subcritical | cancelled | N/A | N/A | N/A | 10.8241 | 79.7538 | india
ncc power projects ltd | 1320 | supercritical | cancelled | N/A | N/A | N/A | 18.9374 | 84.5902 | india
ncc power projects ltd | 1320 | supercritical | cancelled | N/A | N/A | N/A | 18.9374 | 84.5902 | india
the singareni collieries co ltd | 800 | unknown | announced | N/A | N/A | N/A | 21.0558 | 84.8822 | india
the singareni collieries co ltd | 800 | unknown | announced | N/A | N/A | N/A | 21.0558 | 84.8822 | india
global power & steel | 660 | supercritical | cancelled | N/A | N/A | N/A | 26.1833 | 91.7333 | india
global power & steel | 660 | supercritical | cancelled | N/A | N/A | N/A | 26.1833 | 91.7333 | india
green valley energy ventures pvt ltd | 660 | unknown | cancelled | N/A | N/A | N/A | 17.4097 | 82.7148 | india
green valley energy ventures pvt ltd | 660 | unknown | cancelled | N/A | N/A | N/A | 17.4097 | 82.7148 | india
gajamara power project | 1400 | unknown | cancelled | N/A | N/A | N/A | 20.6562 | 85.6043 | india
gajamara power project | 1000 | unknown | cancelled | N/A | N/A | N/A | 20.6562 | 85.6043 | india
essar power salaya ltd | 600 | unknown | cancelled | N/A | N/A | N/A | 22.2 | 69.65 | india
tata steel long products ltd | 135 | subcritical | cancelled | N/A | N/A | N/A | 20.833 | 85.1 | india
jindal power ltd | 150 | subcritical | operating | 2017 | N/A | N/A | 21.151 | 74.8542 | india
jindal power ltd | 150 | subcritical | operating | 2023 | N/A | N/A | 21.151 | 74.8542 | india
maharashtra state power generation co ltd | 140 | subcritical | retired | 1970 | 2011 | N/A | 19.9815 | 73.8921 | india
maharashtra state power generation co ltd | 140 | subcritical | retired | 1972 | 2011 | N/A | 19.9815 | 73.8921 | india
maharashtra state power generation co ltd | 210 | subcritical | operating | 1979 | N/A | N/A | 19.9815 | 73.8921 | india
maharashtra state power generation co ltd | 210 | subcritical | operating | 1980 | N/A | 2029 | 19.9815 | 73.8921 | india
maharashtra state power generation co ltd | 210 | subcritical | operating | 1981 | N/A | 2025 | 19.9815 | 73.8921 | india
maharashtra state power generation co ltd | 660 | supercritical | cancelled | N/A | N/A | N/A | 19.9817 | 73.8896 | india
rattanindia power ltd | 270 | subcritical | cancelled | N/A | N/A | N/A | 19.8667 | 74.0817 | india
rattanindia power ltd | 270 | subcritical | cancelled | N/A | N/A | N/A | 19.8667 | 74.0817 | india
rattanindia power ltd | 270 | subcritical | cancelled | N/A | N/A | N/A | 19.8667 | 74.0817 | india
rattanindia power ltd | 270 | subcritical | cancelled | N/A | N/A | N/A | 19.8667 | 74.0817 | india
rattanindia power ltd | 270 | subcritical | cancelled | N/A | N/A | N/A | 19.8667 | 74.0817 | india
rattanindia power ltd | 270 | subcritical | operating | 2014 | N/A | N/A | 19.8667 | 74.0817 | india
rattanindia power ltd | 270 | subcritical | operating | 2017 | N/A | N/A | 19.8667 | 74.0817 | india
rattanindia power ltd | 270 | subcritical | operating | 2017 | N/A | N/A | 19.8667 | 74.0817 | india
rattanindia power ltd | 270 | subcritical | operating | 2017 | N/A | N/A | 19.8667 | 74.0817 | india
rattanindia power ltd | 270 | subcritical | operating | 2017 | N/A | N/A | 19.8667 | 74.0817 | india
ntpc ltd | 100 | IGCC | cancelled | N/A | N/A | N/A | 28.603 | 77.6078 | india
ntpc ltd | 490 | subcritical | operating | 2010 | N/A | N/A | 28.603 | 77.6078 | india
ntpc ltd | 490 | subcritical | operating | 2010 | N/A | N/A | 28.603 | 77.6078 | india
ntpc ltd | 210 | subcritical | operating | 1991 | N/A | N/A | 28.603 | 77.6078 | india
ntpc ltd | 210 | subcritical | operating | 1992 | N/A | N/A | 28.603 | 77.6078 | india
ntpc ltd | 210 | subcritical | operating | 1993 | N/A | N/A | 28.603 | 77.6078 | india
ntpc ltd | 210 | subcritical | operating | 1994 | N/A | N/A | 28.603 | 77.6078 | india
navabharat power pvt ltd | 1050 | subcritical | cancelled | N/A | N/A | N/A | 20.6562 | 85.6043 | india
navabharat power pvt ltd | 1200 | subcritical | cancelled | N/A | N/A | N/A | 20.6562 | 85.6043 | india
tatiya andhra mega power ltd | 4000 | unknown | cancelled | N/A | N/A | N/A | 15.0381 | 78.8675 | india
empee power and infrastructure pvt ltd | 660 | unknown | cancelled | N/A | N/A | N/A | 10.767 | 79.833 | india
empee power and infrastructure pvt ltd | 660 | unknown | cancelled | N/A | N/A | N/A | 10.767 | 79.833 | india
andhra pradesh power generation corp ltd | 30 | subcritical | operating | 1965 | N/A | N/A | 14.4906 | 79.9869 | india
cesc ltd | 660 | supercritical | cancelled | N/A | N/A | N/A | 20.7236 | 85.6928 | india
cesc ltd | 660 | supercritical | cancelled | N/A | N/A | N/A | 20.7236 | 85.6928 | india
nlc india ltd | 500 | unknown | operating | 2019 | N/A | N/A | 11.5471 | 79.4429 | india
nlc india ltd | 500 | unknown | operating | 2021 | N/A | N/A | 11.5471 | 79.4429 | india
bla power pvt ltd | 45 | subcritical | operating | 2013 | N/A | N/A | 22.9595 | 78.7318 | india
bla power pvt ltd | 45 | subcritical | operating | 2014 | N/A | N/A | 22.9595 | 78.7318 | india
nlc india ltd | 50 | subcritical | retired | 1962 | 2020 | N/A | 11.5925 | 79.4739 | india
nlc india ltd | 210 | subcritical | operating | 2002 | N/A | N/A | 11.5465 | 79.4445 | india
nlc india ltd | 210 | subcritical | operating | 2003 | N/A | N/A | 11.5465 | 79.4445 | india
nlc india ltd | 50 | subcritical | retired | 1963 | 2020 | N/A | 11.5925 | 79.4739 | india
nlc india ltd | 50 | subcritical | retired | 1963 | 2020 | N/A | 11.5925 | 79.4739 | india
nlc india ltd | 50 | subcritical | retired | 1963 | 2020 | N/A | 11.5925 | 79.4739 | india
nlc india ltd | 50 | subcritical | retired | 1964 | 2020 | N/A | 11.5925 | 79.4739 | india
nlc india ltd | 50 | subcritical | retired | 1965 | 2020 | N/A | 11.5925 | 79.4739 | india
nlc india ltd | 100 | subcritical | retired | 1967 | 2019 | N/A | 11.5925 | 79.4739 | india
nlc india ltd | 100 | subcritical | retired | 1969 | 2020 | N/A | 11.5925 | 79.4739 | india
nlc india ltd | 100 | subcritical | retired | 1970 | 2020 | N/A | 11.5925 | 79.4739 | india
nlc india ltd | 210 | subcritical | operating | 1986 | N/A | N/A | 11.5576 | 79.4416 | india
nlc india ltd | 660 | supercritical | permitted | N/A | N/A | N/A | 11.5534 | 79.4408 | india
nlc india ltd | 660 | supercritical | permitted | N/A | N/A | N/A | 11.5534 | 79.4408 | india
nlc india ltd | 210 | subcritical | operating | 1987 | N/A | N/A | 11.5576 | 79.4416 | india
nlc india ltd | 210 | subcritical | operating | 1986 | N/A | N/A | 11.5576 | 79.4416 | india
nlc india ltd | 210 | subcritical | operating | 1991 | N/A | N/A | 11.5576 | 79.4416 | india
nlc india ltd | 210 | subcritical | operating | 1991 | N/A | N/A | 11.5576 | 79.4416 | india
nlc india ltd | 210 | subcritical | operating | 1992 | N/A | N/A | 11.5576 | 79.4416 | india
nlc india ltd | 210 | subcritical | operating | 1993 | N/A | N/A | 11.5576 | 79.4416 | india
nlc india ltd | 250 | CFB | operating | 2011 | N/A | N/A | 11.5534 | 79.4408 | india
nlc india ltd | 250 | CFB | operating | 2015 | N/A | N/A | 11.5534 | 79.4408 | india
taqa neyveli power co pvt ltd | 250 | subcritical | operating | 2002 | N/A | N/A | 11.5401 | 79.4159 | india
st-cms electric company pvt ltd | 250 | unknown | cancelled | N/A | N/A | N/A | 11.5401 | 79.4159 | india
coastal karnataka power ltd | 4000 | unknown | cancelled | N/A | N/A | N/A | 13.0428 | 74.9032 | india
binani industries ltd | 120 | subcritical | cancelled | N/A | N/A | N/A | 27.2 | 73.73 | india
tamil nadu generation and distribution co ltd | 800 | supercritical | construction | 2024 | N/A | N/A | 13.253 | 80.3278 | india
tamil nadu generation and distribution co ltd | 600 | subcritical | operating | 2013 | N/A | N/A | 13.253 | 80.3278 | india
tamil nadu generation and distribution co ltd | 600 | subcritical | operating | 2013 | N/A | N/A | 13.253 | 80.3278 | india
tamil nadu generation and distribution co ltd | 210 | subcritical | operating | 1994 | N/A | N/A | 13.253 | 80.3278 | india
tamil nadu generation and distribution co ltd | 210 | subcritical | operating | 1995 | N/A | N/A | 13.253 | 80.3278 | india
tamil nadu generation and distribution co ltd | 210 | subcritical | operating | 1996 | N/A | N/A | 13.253 | 80.3278 | india
ntpc ltd | 660 | supercritical | operating | 2023 | N/A | N/A | 23.8508 | 85.0124 | india
ntpc ltd | 660 | supercritical | operating | 2024 | N/A | N/A | 23.8508 | 85.0124 | india
ntpc ltd | 660 | supercritical | construction | 2025 | N/A | N/A | 23.8508 | 85.0124 | india
jhabua power ltd | 600 | subcritical | operating | 2016 | N/A | N/A | 22.7355 | 79.9123 | india
jhabua power ltd | 600 | subcritical | permitted | N/A | N/A | N/A | 22.7355 | 79.9123 | india
nu vista ltd | 30 | unknown | shelved | N/A | N/A | N/A | 16.6565 | 79.8091 | india
uttar pradesh rajya vidyut utpadan nigam ltd | 50 | subcritical | retired | 1967 | 2017 | N/A | 24.4446 | 82.9803 | india
uttar pradesh rajya vidyut utpadan nigam ltd | 50 | subcritical | retired | 1968 | 2017 | N/A | 24.4446 | 82.9803 | india
uttar pradesh rajya vidyut utpadan nigam ltd | 50 | subcritical | retired | 1968 | 2020 | N/A | 24.4446 | 82.9803 | india
uttar pradesh rajya vidyut utpadan nigam ltd | 50 | subcritical | retired | 1969 | 2020 | N/A | 24.4446 | 82.9803 | india
uttar pradesh rajya vidyut utpadan nigam ltd | 50 | subcritical | retired | 1971 | 2020 | N/A | 24.4446 | 82.9803 | india
uttar pradesh rajya vidyut utpadan nigam ltd | 200 | subcritical | operating | 1979 | N/A | N/A | 24.4446 | 82.9803 | india
uttar pradesh rajya vidyut utpadan nigam ltd | 200 | subcritical | operating | 1977 | N/A | N/A | 24.4446 | 82.9803 | india
uttar pradesh rajya vidyut utpadan nigam ltd | 200 | subcritical | operating | 1981 | N/A | N/A | 24.4446 | 82.9803 | india
uttar pradesh rajya vidyut utpadan nigam ltd | 200 | subcritical | operating | 1982 | N/A | N/A | 24.4446 | 82.9803 | india
uttar pradesh rajya vidyut utpadan nigam ltd | 94 | subcritical | retired | 1973 | 2011 | N/A | 24.4446 | 82.9803 | india
uttar pradesh rajya vidyut utpadan nigam ltd | 94 | subcritical | retired | 1974 | 2022 | N/A | 24.4446 | 82.9803 | india
uttar pradesh rajya vidyut utpadan nigam ltd | 94 | subcritical | retired | 1976 | 2018 | N/A | 24.4446 | 82.9803 | india
uttar pradesh rajya vidyut utpadan nigam ltd | 200 | subcritical | operating | 1982 | N/A | N/A | 24.4446 | 82.9803 | india
uttar pradesh rajya vidyut utpadan nigam ltd | 660 | ultra-supercritical | operating | 2024 | N/A | N/A | 24.4445 | 82.98 | india
uttar pradesh rajya vidyut utpadan nigam ltd | 660 | ultra-supercritical | construction | 2025 | N/A | N/A | 24.4445 | 82.98 | india
meja urja nigam pvt ltd | 800 | ultra-supercritical | announced | 2027 | N/A | N/A | 24.4445 | 82.98 | india
meja urja nigam pvt ltd | 800 | ultra-supercritical | announced | 2028 | N/A | N/A | 24.4445 | 82.98 | india
spr infrastructure india ltd | 640 | supercritical | cancelled | N/A | N/A | N/A | 22.4649 | 69.0702 | india
spr infrastructure india ltd | 640 | supercritical | cancelled | N/A | N/A | N/A | 22.4649 | 69.0702 | india
spr infrastructure india ltd | 640 | supercritical | cancelled | N/A | N/A | N/A | 22.4649 | 69.0702 | india
spr infrastructure india ltd | 640 | supercritical | cancelled | N/A | N/A | N/A | 22.4649 | 69.0702 | india
gmr energy ltd | 6300 | unknown | cancelled | N/A | N/A | N/A | 16.9452 | 82.2386 | india
ku thermal power pvt ltd | 660 | supercritical | cancelled | N/A | N/A | N/A | 8.8833 | 78.0611 | india
ku thermal power pvt ltd | 660 | supercritical | cancelled | N/A | N/A | N/A | 8.8833 | 78.0611 | india
apraava energy pvt ltd | 1000 | unknown | cancelled | N/A | N/A | N/A | 21.78 | 72.979 | india
apraava energy pvt ltd | 1000 | unknown | cancelled | N/A | N/A | N/A | 21.78 | 72.979 | india
aditya birla chemicals (india) ltd | 30 | subcritical | operating | 2000 | N/A | N/A | 24.229 | 83.8858 | india
nava ltd | 30 | subcritical | operating | 1996 | N/A | N/A | 17.5825 | 80.6727 | india
nava ltd | 64 | subcritical | operating | 2006 | N/A | N/A | 17.5825 | 80.6727 | india
nava ltd | 150 | subcritical | operating | 2013 | N/A | N/A | 17.5825 | 80.6727 | india
nava ltd | 150 | unknown | cancelled | N/A | N/A | N/A | 17.5735 | 80.6649 | india
haryana power generation co ltd | 210 | subcritical | retired | 1989 | 2020 | N/A | 29.3975 | 76.8763 | india
haryana power generation co ltd | 210 | subcritical | operating | 2001 | N/A | N/A | 29.3975 | 76.8763 | india
haryana power generation co ltd | 250 | subcritical | operating | 2004 | N/A | N/A | 29.3975 | 76.8763 | india
haryana power generation co ltd | 250 | subcritical | operating | 2005 | N/A | N/A | 29.3975 | 76.8763 | india
haryana power generation co ltd | 110 | subcritical | retired | 1979 | 2016 | N/A | 29.3975 | 76.8763 | india
haryana power generation co ltd | 110 | subcritical | retired | 1980 | 2016 | N/A | 29.3975 | 76.8763 | india
haryana power generation co ltd | 110 | subcritical | retired | 1985 | 2016 | N/A | 29.3975 | 76.8763 | india
haryana power generation co ltd | 110 | subcritical | retired | 1987 | 2016 | N/A | 29.3975 | 76.8763 | india
haryana power generation co ltd | 800 | ultra-supercritical | announced | N/A | N/A | N/A | 29.3975 | 76.8763 | india
haryana power generation co ltd | 800 | ultra-supercritical | announced | N/A | N/A | N/A | 29.3975 | 76.8763 | india
haryana power generation co ltd | 800 | supercritical | cancelled | N/A | N/A | N/A | 29.3975 | 76.8763 | india
uttar pradesh rajya vidyut utpadan nigam ltd | 105 | subcritical | retired | 1976 | 2018 | N/A | 26.4766 | 80.241 | india
uttar pradesh rajya vidyut utpadan nigam ltd | 105 | subcritical | retired | 1977 | 2018 | N/A | 26.4766 | 80.241 | india
uttar pradesh rajya vidyut utpadan nigam ltd | 660 | supercritical | construction | 2025 | N/A | N/A | 26.4766 | 80.241 | india
oswal greentech ltd | 55 | subcritical | operating | 1999 | N/A | N/A | 20.31 | 86.64 | india
oswal greentech ltd | 55 | subcritical | operating | 1999 | N/A | N/A | 20.31 | 86.64 | india
essar power ltd | 30 | subcritical | operating | 2015 | N/A | N/A | 20.3122 | 86.6458 | india
essar power ltd | 30 | subcritical | operating | 2016 | N/A | N/A | 20.3122 | 86.6458 | india
arcelormittal nippon steel india ltd | 30 | subcritical | operating | 2022 | N/A | N/A | 20.3122 | 86.6458 | india
arcelormittal nippon steel india ltd | 30 | subcritical | operating | 2022 | N/A | N/A | 20.3122 | 86.6458 | india
maharashtra state power generation co ltd | 62.5 | subcritical | retired | 1967 | 2010 | N/A | 20.7147 | 76.7948 | india
maharashtra state power generation co ltd | 250 | subcritical | operating | 2007 | N/A | N/A | 20.7147 | 76.7948 | india
maharashtra state power generation co ltd | 250 | subcritical | operating | 2010 | N/A | N/A | 20.7147 | 76.7948 | india
maharashtra state power generation co ltd | 250 | subcritical | cancelled | N/A | N/A | N/A | 20.7147 | 76.7948 | india
prakash industries ltd | 660 | unknown | cancelled | N/A | N/A | N/A | 23.1333 | 81.8894 | india
prakash industries ltd | 660 | unknown | cancelled | N/A | N/A | N/A | 23.1333 | 81.8894 | india
shree renuka sugars ltd | 30 | subcritical | operating | 2012 | N/A | N/A | 19.2679 | 76.4357 | india
uttar pradesh rajya vidyut utpadan nigam ltd | 110 | subcritical | retired | 1984 | 2023 | N/A | 25.5136 | 78.7579 | india
uttar pradesh rajya vidyut utpadan nigam ltd | 110 | subcritical | retired | 1985 | 2023 | N/A | 25.5136 | 78.7579 | india
uttar pradesh rajya vidyut utpadan nigam ltd | 210 | subcritical | operating | 2006 | N/A | N/A | 25.5136 | 78.7579 | india
uttar pradesh rajya vidyut utpadan nigam ltd | 210 | subcritical | operating | 2007 | N/A | N/A | 25.5136 | 78.7579 | india
uttar pradesh rajya vidyut utpadan nigam ltd | 250 | subcritical | operating | 2012 | N/A | N/A | 25.5136 | 78.7579 | india
uttar pradesh rajya vidyut utpadan nigam ltd | 250 | subcritical | operating | 2013 | N/A | N/A | 25.5136 | 78.7579 | india
maharashtra state power generation co ltd | 210 | subcritical | retired | 1982 | 2016 | N/A | 18.9076 | 76.5429 | india
maharashtra state power generation co ltd | 210 | subcritical | retired | 1985 | 2020 | N/A | 18.9076 | 76.5429 | india
maharashtra state power generation co ltd | 210 | subcritical | retired | 1987 | 2020 | N/A | 18.9076 | 76.5429 | india
maharashtra state power generation co ltd | 250 | subcritical | operating | 2007 | N/A | N/A | 18.9076 | 76.5429 | india
maharashtra state power generation co ltd | 250 | subcritical | operating | 2010 | N/A | N/A | 18.9076 | 76.5429 | india
maharashtra state power generation co ltd | 250 | subcritical | operating | 2016 | N/A | N/A | 18.9076 | 76.5429 | india
vidarbha industries power ltd | 300 | unknown | cancelled | N/A | N/A | N/A | 20.8293 | 78.8846 | india
vidarbha industries power ltd | 300 | unknown | cancelled | N/A | N/A | N/A | 20.8293 | 78.8846 | india
vidarbha industries power ltd | 300 | unknown | cancelled | N/A | N/A | N/A | 20.8293 | 78.8846 | india
patratu energy ltd | 660 | supercritical | cancelled | N/A | N/A | N/A | 23.625 | 85.2736 | india
patratu energy ltd | 660 | supercritical | cancelled | N/A | N/A | N/A | 23.625 | 85.2736 | india
patratu vidyut utpadan nigam ltd | 50 | subcritical | retired | 1966 | 2017 | N/A | 23.64 | 85.2931 | india
patratu vidyut utpadan nigam ltd | 110 | subcritical | retired | 1986 | 2017 | N/A | 23.64 | 85.2931 | india
ntpc ltd | 400 | supercritical | construction | 2025 | N/A | N/A | 23.64 | 85.2931 | india
jharkhand bijli vitran nigam ltd | 400 | supercritical | construction | 2025 | N/A | N/A | 23.64 | 85.2931 | india
jharkhand bijli vitran nigam ltd | 400 | supercritical | construction | 2025 | N/A | N/A | 23.64 | 85.2931 | india
ntpc ltd | 400 | supercritical | construction | 2025 | N/A | N/A | 23.64 | 85.2931 | india
ntpc ltd | 400 | supercritical | construction | 2025 | N/A | N/A | 23.64 | 85.2931 | india
jharkhand bijli vitran nigam ltd | 400 | supercritical | construction | 2025 | N/A | N/A | 23.64 | 85.2931 | india
jharkhand bijli vitran nigam ltd | 400 | supercritical | cancelled | N/A | N/A | N/A | 23.64 | 85.2931 | india
ntpc ltd | 400 | supercritical | cancelled | N/A | N/A | N/A | 23.64 | 85.2931 | india
jharkhand bijli vitran nigam ltd | 400 | supercritical | cancelled | N/A | N/A | N/A | 23.64 | 85.2931 | india
ntpc ltd | 400 | supercritical | cancelled | N/A | N/A | N/A | 23.64 | 85.2931 | india
patratu vidyut utpadan nigam ltd | 50 | subcritical | retired | 1967 | 2017 | N/A | 23.64 | 85.2931 | india
patratu vidyut utpadan nigam ltd | 50 | subcritical | retired | 1969 | 2017 | N/A | 23.64 | 85.2931 | india
patratu vidyut utpadan nigam ltd | 50 | subcritical | retired | 1970 | 2017 | N/A | 23.64 | 85.2931 | india
patratu vidyut utpadan nigam ltd | 100 | subcritical | retired | 1971 | 2017 | N/A | 23.64 | 85.2931 | india
patratu vidyut utpadan nigam ltd | 100 | subcritical | retired | 1972 | 2017 | N/A | 23.64 | 85.2931 | india
patratu vidyut utpadan nigam ltd | 110 | subcritical | retired | 1977 | 2017 | N/A | 23.64 | 85.2931 | india
patratu vidyut utpadan nigam ltd | 110 | subcritical | retired | 1978 | 2017 | N/A | 23.64 | 85.2931 | india
patratu vidyut utpadan nigam ltd | 110 | subcritical | retired | 1984 | 2017 | N/A | 23.64 | 85.2931 | india
jinbhuvish energy (east) pvt ltd | 1320 | unknown | cancelled | N/A | N/A | N/A | 23.6349 | 85.3033 | india
mg power projects ltd | 135 | subcritical | cancelled | N/A | N/A | N/A | 16.7605 | 79.8428 | india
mg power projects ltd | 65 | subcritical | cancelled | N/A | N/A | N/A | 16.7605 | 79.8428 | india
sew thermal power corp | 660 | supercritical | cancelled | N/A | N/A | N/A | 15.7 | 80.25 | india
sew thermal power corp | 660 | supercritical | cancelled | N/A | N/A | N/A | 15.7 | 80.25 | india
sravanthi power | 700 | supercritical | cancelled | 2015 | N/A | N/A | 15.7 | 80.25 | india
sravanthi power | 700 | supercritical | cancelled | 2015 | N/A | N/A | 15.7 | 80.25 | india
the singareni collieries co ltd | 600 | subcritical | operating | 2016 | N/A | N/A | 18.8271 | 79.5703 | india
the singareni collieries co ltd | 600 | subcritical | operating | 2016 | N/A | N/A | 18.8271 | 79.5703 | india
the singareni collieries co ltd | 800 | supercritical | permitted | N/A | N/A | N/A | 18.8271 | 79.5703 | india
the singareni collieries co ltd | 800 | unknown | announced | N/A | N/A | N/A | 18.8271 | 79.5703 | india
adani pench power ltd | 660 | supercritical | cancelled | N/A | N/A | N/A | 22.148 | 79.1345 | india
adani pench power ltd | 660 | supercritical | cancelled | N/A | N/A | N/A | 22.148 | 79.1345 | india
namratha bizili pvt ltd | 150 | unknown | cancelled | N/A | N/A | N/A | 17.3001 | 82.6144 | india
srinivasam energy ltd | 1320 | supercritical | cancelled | N/A | N/A | N/A | 17.3001 | 82.6144 | india
torrent pipavav generation ltd | 840 | unknown | cancelled | N/A | N/A | N/A | 21.05 | 71.43 | india
torrent pipavav generation ltd | 840 | unknown | cancelled | N/A | N/A | N/A | 21.05 | 71.43 | india
torrent pipavav generation ltd | 840 | unknown | cancelled | N/A | N/A | N/A | 21.05 | 71.43 | india
videocon power ltd | 600 | supercritical | cancelled | N/A | N/A | N/A | 21.05 | 71.43 | india
videocon power ltd | 600 | supercritical | cancelled | N/A | N/A | N/A | 21.05 | 71.43 | india
malegaon power supply ltd | 1000 | unknown | cancelled | N/A | N/A | N/A | 25.3237 | 87.4282 | india
malegaon power supply ltd | 1000 | unknown | cancelled | N/A | N/A | N/A | 25.3237 | 87.4282 | india
essar power ltd | 1800 | unknown | cancelled | N/A | N/A | N/A | 25.3237 | 87.4282 | india
pirpainti bijlee co | 800 | unknown | announced | N/A | N/A | N/A | 25.324 | 87.4276 | india
pirpainti bijlee co | 800 | unknown | announced | N/A | N/A | N/A | 25.324 | 87.4276 | india
pirpainti bijlee co | 800 | unknown | announced | N/A | N/A | N/A | 25.324 | 87.4276 | india
ind-barath energy (utkal) ltd | 1320 | unknown | cancelled | N/A | N/A | N/A | 20.848 | 83.895 | india
arissan power ltd | 1320 | unknown | cancelled | N/A | N/A | N/A | 24.8761 | 86.9474 | india
ntpc ltd | 800 | supercritical | cancelled | N/A | N/A | N/A | 17.4927 | 83.0028 | india
ntpc ltd | 800 | supercritical | cancelled | N/A | N/A | N/A | 17.4927 | 83.0028 | india
ntpc ltd | 800 | supercritical | cancelled | N/A | N/A | N/A | 17.4927 | 83.0028 | india
ntpc ltd | 800 | supercritical | cancelled | N/A | N/A | N/A | 17.4927 | 83.0028 | india
ntpc ltd | 800 | supercritical | cancelled | N/A | N/A | N/A | 17.4927 | 83.0028 | india
sinarmas pulp & paper pvt ltd | 30 | subcritical | operating | 1998 | N/A | N/A | 18.53 | 73.84 | india
damodar valley corp | 600 | supercritical | operating | 2014 | N/A | N/A | 23.6219 | 86.6607 | india
damodar valley corp | 600 | supercritical | operating | 2016 | N/A | N/A | 23.6219 | 86.6607 | india
damodar valley corp | 660 | supercritical | permitted | 2028 | N/A | N/A | 23.6219 | 86.6607 | india
damodar valley corp | 660 | supercritical | permitted | 2028 | N/A | N/A | 23.6219 | 86.6607 | india
gupta energy pvt ltd | 1000 | unknown | cancelled | N/A | N/A | N/A | 23.8529 | 85.0311 | india
india power corp ltd | 270 | subcritical | cancelled | N/A | N/A | N/A | 23.333 | 86.3667 | india
india power corp ltd | 270 | subcritical | cancelled | N/A | N/A | N/A | 23.333 | 86.3667 | india
karnataka power corp ltd | 210 | subcritical | operating | 1985 | N/A | N/A | 16.3532 | 77.3422 | india
karnataka power corp ltd | 500 | subcritical | cancelled | N/A | N/A | N/A | 16.3532 | 77.3422 | india
karnataka power corp ltd | 210 | subcritical | operating | 1986 | N/A | N/A | 16.3532 | 77.3422 | india
karnataka power corp ltd | 210 | subcritical | operating | 1991 | N/A | N/A | 16.3532 | 77.3422 | india
karnataka power corp ltd | 210 | subcritical | operating | 1994 | N/A | N/A | 16.3532 | 77.3422 | india
karnataka power corp ltd | 210 | subcritical | operating | 1999 | N/A | N/A | 16.3532 | 77.3422 | india
karnataka power corp ltd | 210 | subcritical | operating | 1999 | N/A | N/A | 16.3532 | 77.3422 | india
karnataka power corp ltd | 210 | subcritical | operating | 2002 | N/A | N/A | 16.3532 | 77.3422 | india
karnataka power corp ltd | 250 | subcritical | operating | 2010 | N/A | N/A | 16.3532 | 77.3422 | india
karnataka power corp ltd | 500 | subcritical | cancelled | N/A | N/A | N/A | 16.3532 | 77.3422 | india
ind power ltd | 65 | subcritical | operating | 2006 | N/A | N/A | 21.8986 | 83.4647 | india
jindal steel & power ltd | 55 | subcritical | operating | 2001 | N/A | N/A | 21.925 | 83.3454 | india
jindal steel & power ltd | 55 | subcritical | operating | 2007 | N/A | N/A | 21.925 | 83.3454 | india
jindal steel & power ltd | 130 | subcritical | operating | 2007 | N/A | N/A | 21.925 | 83.3454 | india
jindal steel & power ltd | 1320 | supercritical | cancelled | N/A | N/A | N/A | 21.8986 | 83.4647 | india
visa power ltd | 600 | subcritical | cancelled | N/A | N/A | N/A | 21.9194 | 83.2791 | india
visa power ltd | 600 | supercritical | cancelled | N/A | N/A | N/A | 21.9194 | 83.2791 | india
trn energy pvt ltd | 300 | subcritical | operating | 2016 | N/A | N/A | 21.9067 | 83.1286 | india
trn energy pvt ltd | 300 | subcritical | operating | 2017 | N/A | N/A | 21.9067 | 83.1286 | india
raipur energen | 685 | supercritical | operating | 2015 | N/A | N/A | 21.4499 | 81.8525 | india
raipur energen | 685 | supercritical | operating | 2016 | N/A | N/A | 21.4499 | 81.8525 | india
raipur energen | 800 | ultra-supercritical | permitted | N/A | N/A | N/A | 21.4499 | 81.8525 | india
raipur energen | 800 | ultra-supercritical | permitted | N/A | N/A | N/A | 21.4499 | 81.8525 | india
hira power & steels ltd | 45 | subcritical | operating | 2011 | N/A | N/A | 20.9167 | 82 | india
jayaswal neco industries ltd | 55 | subcritical | operating | 2004 | N/A | N/A | 20.9167 | 82 | india
jsw steel ltd | 37.5 | subcritical | operating | 2004 | N/A | N/A | 21.9878 | 83.2313 | india
visaka thermal power ltd | 660 | supercritical | cancelled | N/A | N/A | N/A | 20.667 | 84.333 | india
visaka thermal power ltd | 660 | supercritical | cancelled | N/A | N/A | N/A | 20.667 | 84.333 | india
era infra engineering ltd | 2640 | unknown | cancelled | N/A | N/A | N/A | 24.65 | 85.5 | india
indraprastha power generation co ltd | 67.5 | subcritical | retired | 1989 | 2019 | N/A | 28.6358 | 77.2542 | india
indraprastha power generation co ltd | 67.5 | subcritical | retired | 1990 | 2019 | N/A | 28.6358 | 77.2542 | india
haryana power generation co ltd | 800 | ultra-supercritical | announced | N/A | N/A | N/A | 29.347 | 75.8575 | india
haryana power generation co ltd | 600 | subcritical | operating | 2010 | N/A | N/A | 29.347 | 75.8575 | india
haryana power generation co ltd | 600 | subcritical | operating | 2011 | N/A | N/A | 29.347 | 75.8575 | india
hindustan zinc ltd | 80 | subcritical | operating | 2011 | N/A | N/A | 24.9478 | 74.1316 | india
hindustan zinc ltd | 80 | subcritical | operating | 2011 | N/A | N/A | 24.9478 | 74.1316 | india
nabha power ltd | 700 | supercritical | operating | 2014 | N/A | N/A | 30.559 | 76.5776 | india
nabha power ltd | 700 | supercritical | operating | 2014 | N/A | N/A | 30.559 | 76.5776 | india
nabha power ltd | 700 | supercritical | cancelled | N/A | N/A | N/A | 30.559 | 76.5776 | india
ntpc ltd | 500 | subcritical | operating | 2005 | N/A | N/A | 18.7585 | 79.4573 | india
ntpc ltd | 500 | subcritical | operating | 1988 | N/A | N/A | 18.7585 | 79.4573 | india
ntpc ltd | 500 | subcritical | operating | 1989 | N/A | N/A | 18.7585 | 79.4573 | india
ntpc ltd | 500 | subcritical | operating | 1989 | N/A | N/A | 18.7585 | 79.4573 | india
ntpc ltd | 200 | subcritical | operating | 1983 | N/A | N/A | 18.7585 | 79.4573 | india
ntpc ltd | 200 | subcritical | operating | 1984 | N/A | N/A | 18.7585 | 79.4573 | india
ntpc ltd | 200 | subcritical | operating | 1984 | N/A | N/A | 18.7585 | 79.4573 | india
ntpc ltd | 800 | supercritical | operating | 2023 | N/A | N/A | 18.751 | 79.4722 | india
ntpc ltd | 800 | supercritical | operating | 2024 | N/A | N/A | 18.751 | 79.4722 | india
ntpc ltd | 800 | supercritical | pre-permit | N/A | N/A | N/A | 18.751 | 79.4722 | india
ntpc ltd | 800 | supercritical | pre-permit | N/A | N/A | N/A | 18.751 | 79.4722 | india
ntpc ltd | 800 | supercritical | pre-permit | N/A | N/A | N/A | 18.751 | 79.4722 | india
telangana state power generation corp ltd | 62.5 | subcritical | mothballed | 1971 | N/A | N/A | 18.755 | 79.4561 | india
telangana state power generation corp ltd | 400 | unknown | announced | N/A | N/A | N/A | 18.755 | 79.4561 | india
the singareni collieries co ltd | 400 | unknown | announced | N/A | N/A | N/A | 18.755 | 79.4561 | india
finolex | 1000 | unknown | cancelled | N/A | N/A | N/A | 17.53 | 73.52 | india
facor power ltd | 50 | subcritical | operating | 2011 | N/A | N/A | 21.0673 | 86.4548 | india
facor power ltd | 50 | subcritical | operating | 2013 | N/A | N/A | 21.0673 | 86.4548 | india
acb (india) ltd | 50 | subcritical | operating | 2013 | N/A | N/A | 22.34 | 82.4928 | india
acb (india) ltd | 50 | subcritical | operating | 2016 | N/A | N/A | 22.34 | 82.4928 | india
jsw energy ltd | 3200 | supercritical | cancelled | N/A | N/A | N/A | 17.2964 | 73.2131 | india
jsw energy ltd | 300 | subcritical | operating | 2010 | N/A | N/A | 17.2964 | 73.2131 | india
jsw energy ltd | 300 | subcritical | operating | 2010 | N/A | N/A | 17.2964 | 73.2131 | india
jsw energy ltd | 300 | subcritical | operating | 2011 | N/A | N/A | 17.2964 | 73.2131 | india
jsw energy ltd | 300 | subcritical | operating | 2011 | N/A | N/A | 17.2964 | 73.2131 | india
ultratech cement ltd | 30 | subcritical | operating | 2008 | N/A | N/A | 24.7649 | 74.6096 | india
jk paper ltd | 55 | subcritical | operating | 2013 | N/A | N/A | 19.2462 | 83.4124 | india
andhra pradesh power development co ltd | 210 | subcritical | operating | 1994 | N/A | N/A | 14.6973 | 78.4594 | india
andhra pradesh power development co ltd | 210 | subcritical | operating | 1995 | N/A | N/A | 14.6973 | 78.4594 | india
andhra pradesh power development co ltd | 210 | subcritical | operating | 2007 | N/A | N/A | 14.6973 | 78.4594 | india
andhra pradesh power development co ltd | 210 | subcritical | operating | 2007 | N/A | N/A | 14.6973 | 78.4594 | india
andhra pradesh power development co ltd | 210 | subcritical | operating | 2010 | N/A | N/A | 14.6973 | 78.4594 | india
andhra pradesh power development co ltd | 600 | subcritical | operating | 2018 | N/A | N/A | 14.6973 | 78.4594 | india
bhushan power & steel ltd | 40 | subcritical | operating | 2005 | N/A | N/A | 21.6808 | 84.0405 | india
bhushan power & steel ltd | 60 | subcritical | operating | 2006 | N/A | N/A | 21.6808 | 84.0405 | india
bhushan power & steel ltd | 130 | subcritical | operating | 2009 | N/A | N/A | 21.6808 | 84.0405 | india
bhushan power & steel ltd | 130 | subcritical | operating | 2009 | N/A | N/A | 21.6808 | 84.0405 | india
nlc india ltd | 2000 | unknown | cancelled | N/A | N/A | N/A | 21.6277 | 84.0471 | india
hindalco industries ltd | 67.5 | subcritical | operating | 1968 | N/A | N/A | 24.1811 | 82.7913 | india
hindalco industries ltd | 75 | subcritical | operating | 2003 | N/A | N/A | 24.1811 | 82.7913 | india
hindalco industries ltd | 67.5 | subcritical | operating | 1967 | N/A | N/A | 24.1811 | 82.7913 | india
hindalco industries ltd | 74 | subcritical | operating | 1981 | N/A | N/A | 24.1811 | 82.7913 | india
hindalco industries ltd | 74 | subcritical | operating | 1983 | N/A | N/A | 24.1811 | 82.7913 | india
hindalco industries ltd | 68 | subcritical | operating | 1989 | N/A | N/A | 24.1811 | 82.7913 | india
hindalco industries ltd | 74 | subcritical | operating | 1997 | N/A | N/A | 24.1811 | 82.7913 | india
hindalco industries ltd | 74 | subcritical | operating | 1998 | N/A | N/A | 24.1811 | 82.7913 | india
hindalco industries ltd | 76.7 | subcritical | operating | 1998 | N/A | N/A | 24.1811 | 82.7913 | india
hindalco industries ltd | 75 | subcritical | operating | 2003 | N/A | N/A | 24.1811 | 82.7913 | india
nhdc ltd | 660 | supercritical | cancelled | N/A | N/A | N/A | 21.83 | 76.33 | india
nhdc ltd | 660 | supercritical | cancelled | N/A | N/A | N/A | 21.83 | 76.33 | india
ntpc ltd | 500 | subcritical | operating | 1988 | N/A | N/A | 24.027 | 82.7915 | india
ntpc ltd | 500 | subcritical | operating | 1989 | N/A | N/A | 24.027 | 82.7915 | india
ntpc ltd | 500 | subcritical | operating | 2005 | N/A | N/A | 24.027 | 82.7915 | india
ntpc ltd | 500 | subcritical | operating | 2005 | N/A | N/A | 24.027 | 82.7915 | india
ntpc ltd | 500 | subcritical | operating | 2012 | N/A | N/A | 24.027 | 82.7915 | india
ntpc ltd | 500 | subcritical | operating | 2013 | N/A | N/A | 24.027 | 82.7915 | india
punjab state power corp ltd | 1320 | unknown | cancelled | N/A | N/A | N/A | 31.0417 | 76.5847 | india
punjab state power corp ltd | 210 | subcritical | retired | 1984 | 2018 | N/A | 31.0418 | 76.5845 | india
punjab state power corp ltd | 210 | subcritical | retired | 1985 | 2018 | N/A | 31.0418 | 76.5845 | india
punjab state power corp ltd | 210 | subcritical | operating | 1988 | N/A | N/A | 31.0418 | 76.5845 | india
punjab state power corp ltd | 210 | subcritical | operating | 1989 | N/A | N/A | 31.0418 | 76.5845 | india
punjab state power corp ltd | 210 | subcritical | operating | 1992 | N/A | N/A | 31.0418 | 76.5845 | india
punjab state power corp ltd | 210 | subcritical | operating | 1993 | N/A | N/A | 31.0418 | 76.5845 | india
reliance power ltd | 300 | subcritical | operating | 2009 | N/A | N/A | 27.8194 | 79.9372 | india
reliance power ltd | 300 | subcritical | operating | 2010 | N/A | N/A | 27.8194 | 79.9372 | india
reliance power ltd | 300 | subcritical | operating | 2011 | N/A | N/A | 27.8194 | 79.9372 | india
reliance power ltd | 300 | subcritical | operating | 2012 | N/A | N/A | 27.8194 | 79.9372 | india
reliance power ltd | 660 | unknown | cancelled | N/A | N/A | N/A | 27.8194 | 79.9372 | india
reliance power ltd | 660 | unknown | cancelled | N/A | N/A | N/A | 27.8194 | 79.9372 | india
ntpc-sail power co ltd | 60 | subcritical | operating | 1987 | N/A | N/A | 22.221 | 84.8806 | india
ntpc-sail power co ltd | 60 | subcritical | operating | 1988 | N/A | N/A | 22.221 | 84.8806 | india
ntpc-sail power co ltd | 250 | subcritical | operating | 2022 | N/A | N/A | 22.221 | 84.8806 | india
torrent power ltd | 30 | subcritical | retired | 1962 | 2019 | N/A | 23.0706 | 72.5939 | india
torrent power ltd | 30 | subcritical | retired | 1963 | 2019 | N/A | 23.0706 | 72.5939 | india
torrent power ltd | 120 | subcritical | operating | 1979 | N/A | N/A | 23.0706 | 72.5939 | india
torrent power ltd | 121 | subcritical | operating | 1985 | N/A | N/A | 23.0706 | 72.5939 | india
torrent power ltd | 121 | subcritical | operating | 1988 | N/A | N/A | 23.0706 | 72.5939 | india
universal crescent power pvt ltd | 660 | supercritical | cancelled | N/A | N/A | N/A | 22.03 | 88.06 | india
universal crescent power pvt ltd | 660 | supercritical | cancelled | N/A | N/A | N/A | 22.03 | 88.06 | india
universal crescent power pvt ltd | 660 | supercritical | cancelled | N/A | N/A | N/A | 22.03 | 88.06 | india
the west bengal power development corp ltd | 660 | supercritical | construction | 2025 | N/A | N/A | 24.3688 | 88.104 | india
the west bengal power development corp ltd | 660 | supercritical | cancelled | N/A | N/A | N/A | 24.3688 | 88.104 | india
the west bengal power development corp ltd | 500 | subcritical | operating | 2015 | N/A | N/A | 24.3688 | 88.104 | india
the west bengal power development corp ltd | 500 | subcritical | operating | 2016 | N/A | N/A | 24.3688 | 88.104 | india
the west bengal power development corp ltd | 300 | subcritical | operating | 2007 | N/A | N/A | 24.3688 | 88.104 | india
the west bengal power development corp ltd | 300 | subcritical | operating | 2008 | N/A | N/A | 24.3688 | 88.104 | india
the andhra sugars ltd | 33 | subcritical | operating | 2017 | N/A | N/A | 16.43 | 81.09 | india
madhucon projects ltd | 660 | supercritical | cancelled | N/A | N/A | N/A | 24.8582 | 87.7742 | india
madhucon projects ltd | 660 | supercritical | cancelled | N/A | N/A | N/A | 24.8582 | 87.7742 | india
sakhigopal integrated power co ltd | 4000 | unknown | cancelled | N/A | N/A | N/A | 19.9582 | 85.8264 | india
essar power gujarat ltd | 600 | CFB | cancelled | N/A | N/A | N/A | 22.3049 | 69.7101 | india
essar power gujarat ltd | 660 | supercritical | cancelled | N/A | N/A | N/A | 22.3049 | 69.7101 | india
essar power gujarat ltd | 660 | supercritical | cancelled | N/A | N/A | N/A | 22.3049 | 69.7101 | india
essar power gujarat ltd | 600 | subcritical | operating | 2012 | N/A | N/A | 22.3049 | 69.7101 | india
essar power gujarat ltd | 600 | subcritical | operating | 2013 | N/A | N/A | 22.3049 | 69.7101 | india
essar power gujarat ltd | 800 | ultra-supercritical | pre-permit | 2028 | N/A | N/A | 22.3049 | 69.7101 | india
essar power gujarat ltd | 800 | ultra-supercritical | pre-permit | 2028 | N/A | N/A | 22.3049 | 69.7101 | india
jsw energy (bengal) ltd | 660 | supercritical | cancelled | N/A | N/A | N/A | 22.642 | 87.3239 | india
jsw energy (bengal) ltd | 660 | supercritical | cancelled | N/A | N/A | N/A | 22.642 | 87.3239 | india
jsw energy (bengal) ltd | 660 | supercritical | cancelled | N/A | N/A | N/A | 22.642 | 87.3239 | india
jsw steel ltd | 30 | subcritical | operating | 2006 | N/A | N/A | 11.814 | 77.9191 | india
vandana vidhyut ltd | 135 | subcritical | operating | 2015 | N/A | N/A | 22.49 | 82.6062 | india
vandana vidhyut ltd | 135 | subcritical | cancelled | N/A | N/A | N/A | 22.49 | 82.6062 | india
vandana vidhyut ltd | 270 | subcritical | cancelled | N/A | N/A | N/A | 22.49 | 82.6062 | india
vandana vidhyut ltd | 660 | unknown | cancelled | N/A | N/A | N/A | 22.49 | 82.6062 | india
vandana vidhyut ltd | 660 | unknown | cancelled | N/A | N/A | N/A | 22.49 | 82.6062 | india
torrent power ltd | 660 | supercritical | cancelled | N/A | N/A | N/A | 27.08 | 80.52 | india
torrent power ltd | 660 | supercritical | cancelled | N/A | N/A | N/A | 27.08 | 80.52 | india
sanghi industries ltd | 60 | unknown | operating | 2010 | N/A | N/A | 23.4015 | 68.57 | india
sanghi industries ltd | 70 | unknown | operating | 2021 | N/A | N/A | 23.4015 | 68.57 | india
madhya pradesh power generating co ltd | 210 | subcritical | operating | 1993 | N/A | N/A | 23.3057 | 81.0648 | india
madhya pradesh power generating co ltd | 210 | subcritical | operating | 1994 | N/A | N/A | 23.3057 | 81.0648 | india
madhya pradesh power generating co ltd | 210 | subcritical | operating | 1999 | N/A | N/A | 23.3057 | 81.0648 | india
madhya pradesh power generating co ltd | 210 | subcritical | operating | 1999 | N/A | N/A | 23.3057 | 81.0648 | india
madhya pradesh power generating co ltd | 500 | subcritical | operating | 2007 | N/A | N/A | 23.3057 | 81.0648 | india
ntpc ltd | 120 | subcritical | retired | 1974 | 2010 | N/A | 23.6013 | 86.4666 | india
ntpc ltd | 120 | subcritical | retired | 1975 | 2010 | N/A | 23.6013 | 86.4666 | india
ntpc ltd | 120 | subcritical | retired | 1978 | 2009 | N/A | 23.6013 | 86.4666 | india
ntpc ltd | 120 | subcritical | retired | 1981 | 2008 | N/A | 23.6013 | 86.4666 | india
ntpc ltd | 250 | subcritical | operating | 2007 | N/A | N/A | 23.6013 | 86.4666 | india
ntpc ltd | 250 | subcritical | operating | 2011 | N/A | N/A | 23.6013 | 86.4666 | india
ntpc ltd | 500 | supercritical | cancelled | N/A | N/A | N/A | 23.6013 | 86.4666 | india
ntpc ltd | 500 | supercritical | cancelled | N/A | N/A | N/A | 23.6013 | 86.4666 | india
topworth energy pvt ltd | 300 | unknown | cancelled | N/A | N/A | N/A | 21.8652 | 83.5313 | india
topworth energy pvt ltd | 300 | unknown | cancelled | N/A | N/A | N/A | 21.8652 | 83.5313 | india
topworth energy pvt ltd | 660 | unknown | cancelled | N/A | N/A | N/A | 21.8652 | 83.5313 | india
bec power pvt ltd | 250 | supercritical | cancelled | N/A | N/A | N/A | 21.7533 | 83.1689 | india
bec power pvt ltd | 250 | supercritical | cancelled | N/A | N/A | N/A | 21.7575 | 83.1504 | india
suryachakra power corp ltd | 660 | ultra-supercritical | cancelled | N/A | N/A | N/A | 21.7563 | 83.1675 | india
suryachakra power corp ltd | 660 | ultra-supercritical | cancelled | N/A | N/A | N/A | 21.7563 | 83.1675 | india
reliance power ltd | 660 | supercritical | operating | 2013 | N/A | N/A | 23.9775 | 82.6265 | india
reliance power ltd | 660 | supercritical | operating | 2014 | N/A | N/A | 23.9775 | 82.6265 | india
reliance power ltd | 660 | supercritical | operating | 2014 | N/A | N/A | 23.9775 | 82.6265 | india
reliance power ltd | 660 | supercritical | operating | 2014 | N/A | N/A | 23.9775 | 82.6265 | india
reliance power ltd | 660 | supercritical | operating | 2014 | N/A | N/A | 23.9775 | 82.6265 | india
reliance power ltd | 660 | supercritical | operating | 2015 | N/A | N/A | 23.9775 | 82.6265 | india
reliance power ltd | 660 | unknown | cancelled | N/A | N/A | N/A | 23.9775 | 82.6265 | india
reliance power ltd | 660 | unknown | cancelled | N/A | N/A | N/A | 23.9775 | 82.6265 | india
reliance power ltd | 660 | unknown | cancelled | N/A | N/A | N/A | 23.9775 | 82.6265 | india
birla corporation ltd | 35 | unknown | shelved | N/A | N/A | N/A | 24.5942 | 80.8579 | india
madhya pradesh power generating co ltd | 62.5 | subcritical | retired | 1967 | 2014 | N/A | 22.1081 | 78.1771 | india
madhya pradesh power generating co ltd | 250 | subcritical | operating | 2013 | N/A | N/A | 22.1081 | 78.1771 | india
madhya pradesh power generating co ltd | 250 | subcritical | operating | 2013 | N/A | N/A | 22.1081 | 78.1771 | india
madhya pradesh power generating co ltd | 660 | supercritical | permitted | 2029 | N/A | N/A | 22.1081 | 78.1771 | india
madhya pradesh power generating co ltd | 62.5 | subcritical | retired | 1968 | 2013 | N/A | 22.1081 | 78.1771 | india
madhya pradesh power generating co ltd | 62.5 | subcritical | retired | 1968 | 2012 | N/A | 22.1081 | 78.1771 | india
madhya pradesh power generating co ltd | 62.5 | subcritical | retired | 1968 | 2013 | N/A | 22.1081 | 78.1771 | india
madhya pradesh power generating co ltd | 62.5 | subcritical | retired | 1970 | 2013 | N/A | 22.1081 | 78.1771 | india
madhya pradesh power generating co ltd | 200 | subcritical | operating | 1979 | N/A | N/A | 22.1081 | 78.1771 | india
madhya pradesh power generating co ltd | 210 | subcritical | operating | 1980 | N/A | N/A | 22.1081 | 78.1771 | india
madhya pradesh power generating co ltd | 210 | subcritical | operating | 1983 | N/A | N/A | 22.1081 | 78.1771 | india
madhya pradesh power generating co ltd | 210 | subcritical | operating | 1984 | N/A | N/A | 22.1081 | 78.1771 | india
indian integrated energy ltd | 1000 | supercritical | cancelled | N/A | N/A | N/A | 8.45 | 77.93 | india
indian integrated energy ltd | 1000 | supercritical | cancelled | N/A | N/A | N/A | 8.45 | 77.93 | india
andhra pradesh power development co ltd | 600 | unknown | cancelled | N/A | N/A | N/A | 17.208 | 80.8295 | india
spr infrastructure india ltd | 660 | unknown | cancelled | N/A | N/A | N/A | 8.8622 | 77.9856 | india
spr infrastructure india ltd | 660 | unknown | cancelled | N/A | N/A | N/A | 8.8622 | 77.9856 | india
spr infrastructure india ltd | 660 | unknown | cancelled | N/A | N/A | N/A | 8.8622 | 77.9856 | india
spr infrastructure india ltd | 660 | unknown | cancelled | N/A | N/A | N/A | 8.8622 | 77.9856 | india
visa power ltd | 660 | unknown | cancelled | N/A | N/A | N/A | 22.09 | 79.55 | india
visa power ltd | 660 | unknown | cancelled | N/A | N/A | N/A | 22.09 | 79.55 | india
sepc power pvt ltd | 525 | unknown | operating | 2021 | N/A | N/A | 8.7553 | 78.1584 | india
abhijeet power ltd | 30 | subcritical | cancelled | N/A | N/A | N/A | 23.0187 | 85.9438 | india
abhijeet power ltd | 30 | subcritical | cancelled | N/A | N/A | N/A | 23.0187 | 85.9438 | india
kohinoor power pvt ltd | 150 | subcritical | cancelled | N/A | N/A | N/A | 23.0187 | 85.9438 | india
gmr energy ltd | 660 | supercritical | cancelled | N/A | N/A | N/A | 23.275 | 81.4836 | india
gmr energy ltd | 660 | supercritical | cancelled | N/A | N/A | N/A | 23.275 | 81.4836 | india
pagaria power | 135 | subcritical | cancelled | N/A | N/A | N/A | 23.3 | 81.35 | india
pagaria power | 135 | subcritical | cancelled | N/A | N/A | N/A | 23.3 | 81.35 | india
pagaria power | 135 | subcritical | cancelled | N/A | N/A | N/A | 23.3 | 81.35 | india
pagaria power | 135 | subcritical | cancelled | N/A | N/A | N/A | 23.3 | 81.35 | india
maharashtra energy generation ltd | 1200 | unknown | cancelled | N/A | N/A | N/A | 18.64 | 72.88 | india
mp power management co ltd | 750 | supercritical | cancelled | N/A | N/A | N/A | 23.1388 | 79.6677 | india
mp power management co ltd | 750 | supercritical | cancelled | N/A | N/A | N/A | 23.1388 | 79.6677 | india
madhya pradesh power generating co ltd | 660 | supercritical | operating | 2018 | N/A | N/A | 22.0991 | 76.5317 | india
madhya pradesh power generating co ltd | 660 | supercritical | operating | 2019 | N/A | N/A | 22.0991 | 76.5317 | india
madhya pradesh power generating co ltd | 600 | subcritical | operating | 2014 | N/A | N/A | 22.0991 | 76.5317 | india
madhya pradesh power generating co ltd | 600 | subcritical | operating | 2014 | N/A | N/A | 22.0991 | 76.5317 | india
dcm shriram industries ltd | 141 | subcritical | operating | 2005 | N/A | N/A | 25.1384 | 75.8836 | india
ultratech cement ltd | 35 | subcritical | operating | 2007 | N/A | N/A | 24.3263 | 81.3328 | india
ultratech cement ltd | 60 | subcritical | operating | 2014 | N/A | N/A | 24.3263 | 81.3328 | india
ultratech cement ltd | 60 | subcritical | operating | 2014 | N/A | N/A | 24.3263 | 81.3328 | india
aryan renewable energy pvt ltd | 600 | supercritical | cancelled | N/A | N/A | N/A | 24.1333 | 81.8667 | india
aryan renewable energy pvt ltd | 600 | supercritical | cancelled | N/A | N/A | N/A | 24.1333 | 81.8667 | india
sigma infrarop ltd | 2640 | unknown | cancelled | N/A | N/A | N/A | 17.2473 | 80.1514 | india
gujarat state electricity corp ltd | 120 | subcritical | retired | 1988 | 2017 | N/A | 22.4208 | 69.8276 | india
gujarat state electricity corp ltd | 120 | subcritical | retired | 1993 | 2017 | N/A | 22.4208 | 69.8276 | india
gujarat state electricity corp ltd | 250 | subcritical | operating | 2015 | N/A | N/A | 22.4208 | 69.8276 | india
gujarat state electricity corp ltd | 250 | subcritical | operating | 2015 | N/A | N/A | 22.4208 | 69.8276 | india
gujarat state electricity corp ltd | 800 | supercritical | announced | 2029 | N/A | N/A | 22.4208 | 69.8276 | india
sks power generation chhattisgarh ltd | 30 | subcritical | operating | N/A | N/A | N/A | 21.3914 | 81.6464 | india
godawari power and ispat ltd | 30 | subcritical | operating | 2006 | N/A | N/A | 20.9167 | 82 | india
jsw energy ltd | 1600 | unknown | cancelled | N/A | N/A | N/A | 21.0128 | 70.2728 | india
ntpc ltd | 500 | subcritical | operating | 2002 | N/A | N/A | 17.591 | 83.0917 | india
ntpc ltd | 500 | subcritical | operating | 2002 | N/A | N/A | 17.591 | 83.0917 | india
ntpc ltd | 500 | unknown | operating | 2011 | N/A | N/A | 17.591 | 83.0917 | india
ntpc ltd | 500 | unknown | operating | 2012 | N/A | N/A | 17.591 | 83.0917 | india
ntpc ltd | 660 | supercritical | cancelled | N/A | N/A | N/A | 17.591 | 83.0917 | india
ntpc ltd | 660 | supercritical | cancelled | N/A | N/A | N/A | 17.591 | 83.0917 | india
simhapuri energy ltd | 660 | supercritical | cancelled | N/A | N/A | N/A | 14.2046 | 80.0866 | india
simhapuri energy ltd | 660 | supercritical | cancelled | N/A | N/A | N/A | 14.2046 | 80.0866 | india
simhapuri energy ltd | 150 | subcritical | operating | 2012 | N/A | N/A | 14.2046 | 80.0866 | india
simhapuri energy ltd | 150 | subcritical | operating | 2012 | N/A | N/A | 14.2046 | 80.0866 | india
simhapuri energy ltd | 150 | subcritical | operating | 2014 | N/A | N/A | 14.2046 | 80.0866 | india
simhapuri energy ltd | 150 | subcritical | operating | 2015 | N/A | N/A | 14.2046 | 80.0866 | india
ntpc ltd | 200 | subcritical | operating | 1982 | N/A | N/A | 24.1042 | 82.7064 | india
ntpc ltd | 200 | subcritical | operating | 1982 | N/A | N/A | 24.1042 | 82.7064 | india
ntpc ltd | 200 | subcritical | operating | 1983 | N/A | N/A | 24.1042 | 82.7064 | india
ntpc ltd | 200 | subcritical | operating | 1983 | N/A | N/A | 24.1042 | 82.7064 | india
ntpc ltd | 200 | subcritical | operating | 1984 | N/A | N/A | 24.1042 | 82.7064 | india
ntpc ltd | 500 | subcritical | operating | 1986 | N/A | N/A | 24.1042 | 82.7064 | india
ntpc ltd | 500 | subcritical | operating | 1987 | N/A | N/A | 24.1042 | 82.7064 | india
ntpc ltd | 800 | ultra-supercritical | permitted | 2029 | N/A | N/A | 24.1042 | 82.7064 | india
ntpc ltd | 800 | ultra-supercritical | permitted | 2030 | N/A | N/A | 24.1042 | 82.7064 | india
the west bengal power development corp ltd | 800 | supercritical | cancelled | N/A | N/A | N/A | 22.81 | 88.23 | india
the west bengal power development corp ltd | 800 | supercritical | cancelled | N/A | N/A | N/A | 22.81 | 88.23 | india
gujarat state electricity corp ltd | 800 | unknown | cancelled | N/A | N/A | N/A | 22 | 73.3 | india
gujarat state electricity corp ltd | 800 | unknown | cancelled | N/A | N/A | N/A | 22 | 73.3 | india
ntpc ltd | 660 | supercritical | operating | 2011 | N/A | N/A | 22.1317 | 82.2904 | india
ntpc ltd | 660 | supercritical | operating | 2011 | N/A | N/A | 22.1317 | 82.2904 | india
ntpc ltd | 660 | supercritical | operating | 2012 | N/A | N/A | 22.1317 | 82.2904 | india
ntpc ltd | 500 | subcritical | operating | 2007 | N/A | N/A | 22.1317 | 82.2904 | india
ntpc ltd | 500 | subcritical | operating | 2008 | N/A | N/A | 22.1317 | 82.2904 | india
ntpc ltd | 800 | ultra-supercritical | permitted | 2029 | N/A | N/A | 22.1317 | 82.2904 | india
global powmin ltd | 2640 | supercritical | cancelled | N/A | N/A | N/A | 24.88 | 85.53 | india
nlc india ltd | 2000 | unknown | cancelled | N/A | N/A | N/A | 11.23 | 79.73 | india
nlc india ltd | 2000 | unknown | cancelled | N/A | N/A | N/A | 11.23 | 79.73 | india
garuda thermal power pvt ltd | 660 | supercritical | cancelled | N/A | N/A | N/A | 11.1939 | 79.8367 | india
garuda thermal power pvt ltd | 660 | supercritical | cancelled | N/A | N/A | N/A | 11.1939 | 79.8367 | india
ksk energy ventures ltd | 43 | subcritical | operating | 2008 | N/A | N/A | 17.0542 | 79.2698 | india
kalinga energy and power ltd | 660 | supercritical | cancelled | N/A | N/A | N/A | 21.8602 | 84.0155 | india
kalinga energy and power ltd | 660 | supercritical | cancelled | N/A | N/A | N/A | 21.8602 | 84.0155 | india
ntpc ltd | 660 | supercritical | operating | 2017 | N/A | N/A | 17.5513 | 75.9832 | india
ntpc ltd | 660 | supercritical | operating | 2019 | N/A | N/A | 17.5513 | 75.9832 | india
suryachakra power corp ltd | 600 | subcritical | cancelled | N/A | N/A | N/A | 18.9374 | 84.5902 | india
suryachakra power corp ltd | 600 | subcritical | cancelled | N/A | N/A | N/A | 18.9374 | 84.5902 | india
cesc ltd | 67.5 | subcritical | operating | 1990 | N/A | N/A | 22.5496 | 88.2915 | india
cesc ltd | 67.5 | subcritical | operating | 1990 | N/A | N/A | 22.5496 | 88.2915 | india
spi ports pvt ltd | 660 | supercritical | cancelled | N/A | N/A | N/A | 20.4744 | 86.5453 | india
spi ports pvt ltd | 660 | supercritical | cancelled | N/A | N/A | N/A | 20.4744 | 86.5453 | india
sree siva satyadeva power plant pvt ltd | 2000 | unknown | cancelled | N/A | N/A | N/A | 18.3 | 83.9 | india
andhra pradesh power development co ltd | 800 | supercritical | operating | 2014 | N/A | N/A | 14.3276 | 80.1221 | india
andhra pradesh power development co ltd | 800 | supercritical | operating | 2015 | N/A | N/A | 14.3276 | 80.1221 | india
andhra pradesh power development co ltd | 800 | supercritical | operating | 2023 | N/A | N/A | 14.3276 | 80.1221 | india
dr. rkp power pvt ltd | 120 | supercritical | cancelled | N/A | N/A | N/A | 19.383 | 85.05 | india
andhra pradesh power generation corp ltd | 2000 | ultra-supercritical | cancelled | N/A | N/A | N/A | 18.3667 | 84.1 | india
sumitomo corp | 2000 | ultra-supercritical | cancelled | N/A | N/A | N/A | 18.3667 | 84.1 | india
strategic energy technology systems pvt ltd | 1080 | unknown | cancelled | N/A | N/A | N/A | 20.7162 | 85.2841 | india
orissa integrated power ltd | 4000 | supercritical | cancelled | N/A | N/A | N/A | 22.0405 | 84.0326 | india
gujarat industries power co ltd | 125 | subcritical | operating | 2000 | N/A | N/A | 21.3973 | 73.107 | india
gujarat industries power co ltd | 125 | subcritical | operating | 1999 | N/A | N/A | 21.3973 | 73.107 | india
gujarat industries power co ltd | 125 | subcritical | operating | 2010 | N/A | N/A | 21.3973 | 73.107 | india
gujarat industries power co ltd | 125 | subcritical | operating | 2010 | N/A | N/A | 21.3973 | 73.107 | india
gujarat industries power co ltd | 300 | subcritical | cancelled | N/A | N/A | N/A | 21.4709 | 73.1484 | india
gujarat industries power co ltd | 300 | subcritical | cancelled | N/A | N/A | N/A | 21.4709 | 73.1484 | india
rajasthan rajya vidyut utpadan nigam ltd | 250 | subcritical | operating | 1998 | N/A | N/A | 29.1818 | 74.0187 | india
rajasthan rajya vidyut utpadan nigam ltd | 660 | supercritical | cancelled | N/A | N/A | N/A | 29.1611 | 74.0192 | india
rajasthan rajya vidyut utpadan nigam ltd | 250 | subcritical | operating | 2000 | N/A | N/A | 29.1818 | 74.0187 | india
rajasthan rajya vidyut utpadan nigam ltd | 250 | subcritical | operating | 2001 | N/A | N/A | 29.1818 | 74.0187 | india
rajasthan rajya vidyut utpadan nigam ltd | 250 | subcritical | operating | 2002 | N/A | N/A | 29.1818 | 74.0187 | india
rajasthan rajya vidyut utpadan nigam ltd | 250 | subcritical | operating | 2003 | N/A | N/A | 29.1818 | 74.0187 | india
rajasthan rajya vidyut utpadan nigam ltd | 250 | subcritical | operating | 2009 | N/A | N/A | 29.1818 | 74.0187 | india
rajasthan rajya vidyut utpadan nigam ltd | 660 | supercritical | operating | 2019 | N/A | N/A | 29.1611 | 74.0192 | india
rajasthan rajya vidyut utpadan nigam ltd | 660 | supercritical | operating | 2021 | N/A | N/A | 29.1611 | 74.0192 | india
rajasthan rajya vidyut utpadan nigam ltd | 660 | supercritical | cancelled | N/A | N/A | N/A | 29.1611 | 74.0192 | india
surguja power pvt ltd | 150 | unknown | cancelled | N/A | N/A | N/A | 23.12 | 83.2 | india
surguja power pvt ltd | 150 | unknown | cancelled | N/A | N/A | N/A | 23.12 | 83.2 | india
surguja power pvt ltd | 150 | unknown | cancelled | N/A | N/A | N/A | 23.12 | 83.2 | india
surguja power pvt ltd | 150 | unknown | cancelled | N/A | N/A | N/A | 23.12 | 83.2 | india
chhattisgarh surguja power ltd | 4000 | supercritical | cancelled | N/A | N/A | N/A | 23.4532 | 83.4176 | india
suryachakra power corp ltd | 200 | unknown | cancelled | N/A | N/A | N/A | 23.2167 | 72.6833 | india
suryachakra power corp ltd | 660 | supercritical | cancelled | N/A | N/A | N/A | 24.4167 | 81.8833 | india
suryachakra power corp ltd | 660 | supercritical | cancelled | N/A | N/A | N/A | 24.4167 | 81.8833 | india
sv power pvt ltd | 300 | subcritical | cancelled | N/A | N/A | N/A | 22.292 | 82.5254 | india
sv power pvt ltd | 63 | subcritical | operating | 2011 | N/A | N/A | 22.292 | 82.5254 | india
nlc india ltd | 800 | supercritical | announced | N/A | N/A | N/A | 21.7783 | 83.9895 | india
nlc india ltd | 800 | ultra-supercritical | permitted | 2029 | N/A | N/A | 21.7783 | 83.9895 | india
nlc india ltd | 800 | ultra-supercritical | permitted | 2029 | N/A | N/A | 21.7783 | 83.9895 | india
nlc india ltd | 800 | ultra-supercritical | permitted | 2029 | N/A | N/A | 21.7783 | 83.9895 | india
nsl nagapatnam power & infratech ltd | 660 | supercritical | cancelled | N/A | N/A | N/A | 11.0292 | 79.8494 | india
nsl nagapatnam power & infratech ltd | 660 | supercritical | cancelled | N/A | N/A | N/A | 11.0292 | 79.8494 | india
ntpc ltd | 800 | unknown | cancelled | N/A | N/A | N/A | 21.0981 | 85.074 | india
ntpc ltd | 800 | unknown | cancelled | N/A | N/A | N/A | 21.0981 | 85.074 | india
ntpc ltd | 500 | subcritical | operating | 2003 | N/A | N/A | 21.0971 | 85.075 | india
ntpc ltd | 500 | subcritical | operating | 2003 | N/A | N/A | 21.0971 | 85.075 | india
ntpc ltd | 500 | subcritical | operating | 2005 | N/A | N/A | 21.0971 | 85.075 | india
ntpc ltd | 500 | subcritical | operating | 2006 | N/A | N/A | 21.0971 | 85.075 | india
ntpc ltd | 500 | subcritical | operating | 1995 | N/A | N/A | 21.0971 | 85.075 | india
ntpc ltd | 500 | subcritical | operating | 1996 | N/A | N/A | 21.0971 | 85.075 | india
ntpc ltd | 660 | ultra-supercritical | construction | 2026 | N/A | N/A | 20.9111 | 85.2072 | india
ntpc ltd | 660 | ultra-supercritical | construction | 2027 | N/A | N/A | 20.9111 | 85.2072 | india
ntpc ltd | 60 | subcritical | retired | 1967 | 2021 | N/A | 20.9111 | 85.2072 | india
ntpc ltd | 60 | subcritical | retired | 1968 | 2021 | N/A | 20.9111 | 85.2072 | india
ntpc ltd | 60 | subcritical | retired | 1968 | 2021 | N/A | 20.9111 | 85.2072 | india
ntpc ltd | 60 | subcritical | retired | 1969 | 2021 | N/A | 20.9111 | 85.2072 | india
ntpc ltd | 110 | subcritical | retired | 1982 | 2021 | N/A | 20.9111 | 85.2072 | india
ntpc ltd | 110 | subcritical | retired | 1983 | 2021 | N/A | 20.9111 | 85.2072 | india
nsl nagapatnam power & infratech ltd | 660 | unknown | cancelled | N/A | N/A | N/A | 20.9167 | 85.1833 | india
nsl nagapatnam power & infratech ltd | 660 | unknown | cancelled | N/A | N/A | N/A | 20.9167 | 85.1833 | india
sterlite energy ltd | 660 | supercritical | operating | 2014 | N/A | N/A | 29.9246 | 75.2389 | india
sterlite energy ltd | 660 | supercritical | operating | 2015 | N/A | N/A | 29.9246 | 75.2389 | india
sterlite energy ltd | 660 | supercritical | operating | 2016 | N/A | N/A | 29.9246 | 75.2389 | india
sterlite energy ltd | 660 | unknown | cancelled | N/A | N/A | N/A | 29.9246 | 75.2389 | india
jindal steel & power ltd | 250 | subcritical | operating | 2007 | N/A | N/A | 22.0987 | 83.4513 | india
jindal steel & power ltd | 250 | subcritical | operating | 2008 | N/A | N/A | 22.0987 | 83.4513 | india
jindal steel & power ltd | 250 | subcritical | operating | 2008 | N/A | N/A | 22.0987 | 83.4513 | india
jindal steel & power ltd | 250 | subcritical | operating | 2008 | N/A | N/A | 22.0987 | 83.4513 | india
jindal steel & power ltd | 600 | subcritical | operating | 2014 | N/A | N/A | 22.0987 | 83.4513 | india
jindal steel & power ltd | 600 | subcritical | operating | 2014 | N/A | N/A | 22.0987 | 83.4513 | india
jindal steel & power ltd | 600 | subcritical | operating | 2015 | N/A | N/A | 22.0987 | 83.4513 | india
jindal steel & power ltd | 600 | subcritical | operating | 2015 | N/A | N/A | 22.0987 | 83.4513 | india
ntpc ltd | 110 | subcritical | operating | 1988 | N/A | N/A | 26.5895 | 82.6012 | india
ntpc ltd | 110 | subcritical | operating | 1989 | N/A | N/A | 26.5895 | 82.6012 | india
ntpc ltd | 110 | subcritical | operating | 1990 | N/A | N/A | 26.5895 | 82.6012 | india
ntpc ltd | 110 | subcritical | operating | 1998 | N/A | N/A | 26.5895 | 82.6012 | india
ntpc ltd | 660 | supercritical | operating | 2019 | N/A | N/A | 26.5892 | 82.6004 | india
ntpc ltd | 660 | supercritical | operating | 2021 | N/A | N/A | 26.5892 | 82.6004 | india
steel authority of india ltd | 300 | subcritical | cancelled | N/A | N/A | N/A | 23.78 | 86.72 | india
tata power co ltd | 2000 | unknown | cancelled | N/A | N/A | N/A | 19.27 | 84.92 | india
tata power co ltd | 800 | supercritical | operating | 2012 | N/A | N/A | 22.8158 | 69.5281 | india
tata power co ltd | 800 | supercritical | operating | 2012 | N/A | N/A | 22.8158 | 69.5281 | india
tata power co ltd | 800 | supercritical | operating | 2012 | N/A | N/A | 22.8158 | 69.5281 | india
tata power co ltd | 800 | supercritical | operating | 2013 | N/A | N/A | 22.8158 | 69.5281 | india
tata power co ltd | 800 | supercritical | operating | 2013 | N/A | N/A | 22.8158 | 69.5281 | india
tata power co ltd | 830 | unknown | cancelled | N/A | N/A | N/A | 22.8158 | 69.5281 | india
tata power co ltd | 830 | unknown | cancelled | N/A | N/A | N/A | 22.8158 | 69.5281 | india
tenughat vidyut nigam ltd | 210 | subcritical | operating | 1996 | N/A | N/A | 23.7277 | 85.7652 | india
tenughat vidyut nigam ltd | 210 | subcritical | operating | 1997 | N/A | N/A | 23.7277 | 85.7652 | india
tenughat vidyut nigam ltd | 660 | supercritical | cancelled | N/A | N/A | N/A | 23.7277 | 85.7652 | india
tenughat vidyut nigam ltd | 660 | supercritical | cancelled | N/A | N/A | N/A | 23.7277 | 85.7652 | india
chettinad power corporation pvt ltd | 660 | subcritical | cancelled | N/A | N/A | N/A | 11.0611 | 79.8422 | india
chettinad power corporation pvt ltd | 660 | subcritical | cancelled | N/A | N/A | N/A | 11.0611 | 79.8422 | india
pel power ltd | 350 | unknown | cancelled | 2015 | N/A | N/A | 11.0292 | 79.8494 | india
pel power ltd | 350 | unknown | cancelled | 2015 | N/A | N/A | 11.0292 | 79.8494 | india
pel power ltd | 350 | unknown | cancelled | 2015 | N/A | N/A | 11.0292 | 79.8494 | india
ppn power generating company pvt ltd | 160 | unknown | cancelled | N/A | N/A | N/A | 11.0292 | 79.8494 | india
ppn power generating company pvt ltd | 160 | unknown | cancelled | N/A | N/A | N/A | 11.0292 | 79.8494 | india
thdcil-ujvnl energy co ltd | 1000 | unknown | announced | N/A | N/A | N/A | 30.225 | 79.228 | india
naganadu power pvt ltd | 700 | unknown | cancelled | N/A | N/A | N/A | 11.2405 | 79.8386 | india
naganadu power pvt ltd | 700 | unknown | cancelled | N/A | N/A | N/A | 11.2405 | 79.8386 | india
ind-barath energy (utkal) ltd | 63 | subcritical | mothballed | 2010 | N/A | N/A | 8.8649 | 78.107 | india
ind-barath energy (utkal) ltd | 63 | subcritical | mothballed | 2010 | N/A | N/A | 8.8649 | 78.107 | india
ind-barath energy (utkal) ltd | 63 | subcritical | mothballed | 2010 | N/A | N/A | 8.8649 | 78.107 | india
ind-barath energy (utkal) ltd | 150 | CFB | mothballed | 2013 | N/A | N/A | 8.8827 | 78.0536 | india
ind-barath energy (utkal) ltd | 150 | CFB | mothballed | 2013 | N/A | N/A | 8.8827 | 78.0536 | india
ind-barath energy (utkal) ltd | 150 | CFB | cancelled | N/A | N/A | N/A | 8.8827 | 78.0536 | india
reliance power ltd | 660 | supercritical | cancelled | N/A | N/A | N/A | 24.3167 | 85.6 | india
reliance power ltd | 660 | supercritical | cancelled | N/A | N/A | N/A | 24.3167 | 85.6 | india
reliance power ltd | 660 | supercritical | cancelled | N/A | N/A | N/A | 24.3167 | 85.6 | india
reliance power ltd | 660 | supercritical | cancelled | N/A | N/A | N/A | 24.3167 | 85.6 | india
reliance power ltd | 660 | supercritical | cancelled | N/A | N/A | N/A | 24.3167 | 85.6 | india
reliance power ltd | 660 | supercritical | cancelled | N/A | N/A | N/A | 24.3167 | 85.6 | india
adani power ltd | 660 | supercritical | operating | 2014 | N/A | N/A | 21.4125 | 79.9673 | india
adani power ltd | 660 | supercritical | operating | 2014 | N/A | N/A | 21.4125 | 79.9673 | india
adani power ltd | 660 | supercritical | operating | 2013 | N/A | N/A | 21.4125 | 79.9673 | india
adani power ltd | 660 | supercritical | operating | 2012 | N/A | N/A | 21.4125 | 79.9673 | india
adani power ltd | 660 | supercritical | operating | 2013 | N/A | N/A | 21.4125 | 79.9673 | india
tata power co ltd | 660 | unknown | cancelled | N/A | N/A | N/A | 23.1411 | 85.9578 | india
tata power co ltd | 660 | unknown | cancelled | N/A | N/A | N/A | 23.1411 | 85.9578 | india
tata power co ltd | 660 | unknown | cancelled | N/A | N/A | N/A | 23.1411 | 85.9578 | india
cesc ltd | 60 | subcritical | operating | 1983 | N/A | N/A | 22.732 | 88.3703 | india
cesc ltd | 60 | subcritical | operating | 1983 | N/A | N/A | 22.732 | 88.3703 | india
cesc ltd | 60 | subcritical | operating | 1984 | N/A | N/A | 22.732 | 88.3703 | india
cesc ltd | 60 | subcritical | operating | 1985 | N/A | N/A | 22.732 | 88.3703 | india
essar power ltd | 600 | supercritical | cancelled | N/A | N/A | N/A | 23.7073 | 84.7739 | india
essar power ltd | 600 | supercritical | cancelled | N/A | N/A | N/A | 23.7073 | 84.7739 | india
essar power ltd | 600 | supercritical | cancelled | N/A | N/A | N/A | 23.7084 | 84.7803 | india
tata power co ltd | 150 | subcritical | retired | 1965 | 2016 | N/A | 19.0027 | 72.8979 | india
tata power co ltd | 500 | subcritical | operating | 1984 | N/A | N/A | 19.0027 | 72.8979 | india
tata power co ltd | 500 | subcritical | cancelled | N/A | N/A | N/A | 19.0027 | 72.8979 | india
tata power co ltd | 250 | subcritical | operating | 2009 | N/A | N/A | 19.0027 | 72.8979 | india
tulsyan nec ltd | 35 | CFB | operating | 2013 | N/A | N/A | 13.4164 | 80.0569 | india
tulsyan nec ltd | 35 | CFB | operating | 2016 | N/A | N/A | 13.4164 | 80.0569 | india
nlc tamil nadu power ltd | 500 | subcritical | operating | 2015 | N/A | N/A | 8.7604 | 78.1711 | india
nlc tamil nadu power ltd | 500 | subcritical | operating | 2015 | N/A | N/A | 8.7604 | 78.1711 | india
ind-barath energy (utkal) ltd | 660 | supercritical | cancelled | N/A | N/A | N/A | 8.396 | 77.9509 | india
ind-barath energy (utkal) ltd | 660 | supercritical | cancelled | N/A | N/A | N/A | 10.6671 | 79.7722 | india
sterlite energy ltd | 80 | subcritical | operating | 2012 | N/A | N/A | 8.817 | 78.09 | india
sterlite energy ltd | 80 | subcritical | operating | 2013 | N/A | N/A | 8.817 | 78.09 | india
tamil nadu generation and distribution co ltd | 210 | subcritical | operating | 1979 | N/A | N/A | 8.7625 | 78.176 | india
tamil nadu generation and distribution co ltd | 210 | subcritical | operating | 1980 | N/A | N/A | 8.7625 | 78.176 | india
tamil nadu generation and distribution co ltd | 210 | subcritical | operating | 1982 | N/A | N/A | 8.7625 | 78.176 | india
tamil nadu generation and distribution co ltd | 210 | subcritical | operating | 1990 | N/A | N/A | 8.7625 | 78.176 | india
tamil nadu generation and distribution co ltd | 210 | subcritical | operating | 1992 | N/A | N/A | 8.7625 | 78.176 | india
rkm powergen pvt ltd | 360 | subcritical | operating | 2015 | N/A | N/A | 21.8864 | 83.1208 | india
rkm powergen pvt ltd | 360 | subcritical | operating | 2016 | N/A | N/A | 21.8864 | 83.1208 | india
rkm powergen pvt ltd | 360 | subcritical | operating | 2017 | N/A | N/A | 21.8864 | 83.1208 | india
rkm powergen pvt ltd | 360 | subcritical | operating | 2019 | N/A | N/A | 21.8864 | 83.1208 | india
tamil nadu generation and distribution co ltd | 660 | supercritical | construction | 2025 | N/A | N/A | 8.4347 | 78.0611 | india
tamil nadu generation and distribution co ltd | 660 | supercritical | construction | 2025 | N/A | N/A | 8.4347 | 78.0611 | india
tamil nadu generation and distribution co ltd | 660 | supercritical | pre-permit | N/A | N/A | N/A | 8.4347 | 78.0611 | india
tamil nadu generation and distribution co ltd | 660 | supercritical | pre-permit | N/A | N/A | N/A | 8.4347 | 78.0611 | india
tamil nadu generation and distribution co ltd | 660 | supercritical | pre-permit | N/A | N/A | N/A | 8.4347 | 78.0611 | india
tamil nadu generation and distribution co ltd | 660 | supercritical | pre-permit | N/A | N/A | N/A | 8.4347 | 78.0611 | india
shree cement ltd | 100 | subcritical | cancelled | N/A | N/A | N/A | 13.3389 | 74.7451 | india
adani power ltd | 600 | supercritical | operating | 2010 | N/A | N/A | 13.1596 | 74.8002 | india
adani power ltd | 600 | supercritical | operating | 2011 | N/A | N/A | 13.1596 | 74.8002 | india
adani power ltd | 800 | supercritical | permitted | N/A | N/A | N/A | 13.1596 | 74.8002 | india
adani power ltd | 800 | supercritical | permitted | N/A | N/A | N/A | 13.1596 | 74.8002 | india
gujarat state electricity corp ltd | 120 | subcritical | retired | 1976 | 2017 | N/A | 21.2093 | 73.5574 | india
gujarat state electricity corp ltd | 120 | subcritical | retired | 1976 | 2017 | N/A | 21.2093 | 73.5574 | india
gujarat state electricity corp ltd | 200 | subcritical | operating | 1979 | N/A | N/A | 21.2093 | 73.5574 | india
gujarat state electricity corp ltd | 200 | subcritical | operating | 1979 | N/A | N/A | 21.2093 | 73.5574 | india
gujarat state electricity corp ltd | 210 | subcritical | operating | 1985 | N/A | N/A | 21.2093 | 73.5574 | india
gujarat state electricity corp ltd | 500 | subcritical | operating | 2013 | N/A | N/A | 21.2093 | 73.5574 | india
gujarat state electricity corp ltd | 800 | supercritical | permitted | 2028 | N/A | N/A | 21.2093 | 73.5574 | india
gujarat state electricity corp ltd | 800 | supercritical | announced | 2030 | N/A | N/A | 21.2093 | 73.5574 | india
spectrum power generation ltd | 1320 | unknown | cancelled | N/A | N/A | N/A | 17.0587 | 82.3097 | india
spectrum power generation ltd | 350 | unknown | cancelled | N/A | N/A | N/A | 17.0587 | 82.3097 | india
tamil nadu generation and distribution co ltd | 800 | supercritical | construction | 2025 | N/A | N/A | 9.583 | 78.9098 | india
tamil nadu generation and distribution co ltd | 800 | supercritical | construction | 2026 | N/A | N/A | 9.583 | 78.9098 | india
hindalco industries ltd | 30 | subcritical | operating | 2011 | N/A | N/A | 19.24 | 83.412 | india
hindalco industries ltd | 30 | subcritical | operating | 2011 | N/A | N/A | 19.24 | 83.412 | india
hindalco industries ltd | 30 | subcritical | operating | 2011 | N/A | N/A | 19.24 | 83.412 | india
lalitpur power generation co ltd | 45 | subcritical | operating | 2012 | N/A | N/A | 27.43 | 82.18 | india
lalitpur power generation co ltd | 45 | subcritical | operating | 2012 | N/A | N/A | 27.43 | 82.18 | india
andhra pradesh power development co ltd | 800 | subcritical | cancelled | N/A | N/A | N/A | 15.808 | 80.3973 | india
andhra pradesh power development co ltd | 800 | subcritical | cancelled | N/A | N/A | N/A | 15.808 | 80.3973 | india
andhra pradesh power development co ltd | 800 | subcritical | cancelled | N/A | N/A | N/A | 15.808 | 80.3973 | india
andhra pradesh power development co ltd | 800 | subcritical | cancelled | N/A | N/A | N/A | 15.808 | 80.3973 | india
andhra pradesh power development co ltd | 800 | subcritical | cancelled | N/A | N/A | N/A | 15.808 | 80.3973 | india
surana power ltd | 210 | subcritical | cancelled | N/A | N/A | N/A | 16.3016 | 77.3615 | india
surana power ltd | 35 | subcritical | operating | 2008 | N/A | N/A | 16.3016 | 77.3615 | india
surana power ltd | 210 | subcritical | cancelled | N/A | N/A | N/A | 16.3016 | 77.3615 | india
ntpc tamil nadu energy co ltd | 500 | subcritical | operating | 2012 | N/A | N/A | 13.2371 | 80.3018 | india
ntpc tamil nadu energy co ltd | 500 | subcritical | operating | 2013 | N/A | N/A | 13.2371 | 80.3018 | india
ntpc tamil nadu energy co ltd | 500 | subcritical | operating | 2014 | N/A | N/A | 13.2371 | 80.3018 | india
shree renuka energy ltd | 1050 | unknown | cancelled | N/A | N/A | N/A | 16.23 | 74.6 | india
chrome silicon ltd | 60 | unknown | cancelled | N/A | N/A | N/A | 18.2425 | 83.3482 | india
chrome silicon ltd | 60 | unknown | cancelled | N/A | N/A | N/A | 18.2425 | 83.3482 | india
mecwel power pvt ltd | 150 | unknown | permitted | N/A | N/A | N/A | 16.7194 | 79.9986 | india
mecwel power pvt ltd | 150 | unknown | permitted | N/A | N/A | N/A | 16.7194 | 79.9986 | india
duckjin global investment | 330 | supercritical | cancelled | N/A | N/A | N/A | 16.3175 | 81.0963 | india
snn infra power projects pvt ltd | 330 | supercritical | cancelled | N/A | N/A | N/A | 16.3175 | 81.0963 | india
duckjin global investment | 330 | supercritical | cancelled | N/A | N/A | N/A | 16.3175 | 81.0963 | india
snn infra power projects pvt ltd | 330 | supercritical | cancelled | N/A | N/A | N/A | 16.3175 | 81.0963 | india
lanco infratech ltd | 660 | supercritical | cancelled | N/A | N/A | N/A | 20.8222 | 78.4872 | india
lanco infratech ltd | 660 | supercritical | cancelled | N/A | N/A | N/A | 20.8222 | 78.4872 | india
andhra pradesh power development co ltd | 182 | IGCC | cancelled | N/A | N/A | N/A | 16.5973 | 80.5382 | india
karnataka power corp ltd | 500 | subcritical | cancelled | N/A | N/A | N/A | 15.325 | 76.465 | india
karnataka power corp ltd | 500 | subcritical | cancelled | N/A | N/A | N/A | 15.325 | 76.465 | india
vikas power | 135 | subcritical | cancelled | N/A | N/A | N/A | 14.2886 | 80.1248 | india
vikas power | 135 | subcritical | cancelled | N/A | N/A | N/A | 14.2886 | 80.1248 | india
vikas power | 135 | subcritical | cancelled | N/A | N/A | N/A | 14.2886 | 80.1248 | india
vikas power | 135 | subcritical | cancelled | N/A | N/A | N/A | 14.2886 | 80.1248 | india
grasim industries ltd | 30 | subcritical | operating | 2014 | N/A | N/A | 21.6975 | 72.5925 | india
grasim industries ltd | 30 | subcritical | operating | 2014 | N/A | N/A | 21.6975 | 72.5925 | india
grasim industries ltd | 30 | subcritical | operating | 2014 | N/A | N/A | 21.6975 | 72.5925 | india
ntpc ltd | 210 | subcritical | operating | 1987 | N/A | N/A | 24.0983 | 82.6719 | india
ntpc ltd | 210 | subcritical | operating | 1988 | N/A | N/A | 24.0983 | 82.6719 | india
ntpc ltd | 210 | subcritical | operating | 1989 | N/A | N/A | 24.0983 | 82.6719 | india
ntpc ltd | 210 | subcritical | operating | 1989 | N/A | N/A | 24.0983 | 82.6719 | india
ntpc ltd | 210 | subcritical | operating | 1990 | N/A | N/A | 24.0983 | 82.6719 | india
ntpc ltd | 210 | subcritical | operating | 1991 | N/A | N/A | 24.0983 | 82.6719 | india
ntpc ltd | 500 | subcritical | operating | 1999 | N/A | N/A | 24.0983 | 82.6719 | india
ntpc ltd | 500 | subcritical | operating | 2000 | N/A | N/A | 24.0983 | 82.6719 | india
ntpc ltd | 500 | subcritical | operating | 2006 | N/A | N/A | 24.0983 | 82.6719 | india
ntpc ltd | 500 | subcritical | operating | 2007 | N/A | N/A | 24.0983 | 82.6719 | india
ntpc ltd | 500 | subcritical | operating | 2012 | N/A | N/A | 24.0983 | 82.6719 | india
ntpc ltd | 500 | subcritical | operating | 2013 | N/A | N/A | 24.0983 | 82.6719 | india
ntpc ltd | 500 | subcritical | operating | 2015 | N/A | N/A | 24.0983 | 82.6719 | india
visa power ltd | 2640 | unknown | cancelled | N/A | N/A | N/A | 22.742 | 85.8726 | india
sarda metals & alloys ltd | 84 | subcritical | operating | 2013 | N/A | N/A | 17.4664 | 82.9614 | india
kaizen power ltd | 300 | unknown | cancelled | N/A | N/A | N/A | 17.5636 | 83.1389 | india
steel exchange india ltd | 50 | subcritical | operating | 2012 | N/A | N/A | 17.6369 | 83.1931 | india
rashtriya ispat nigam ltd | 60 | subcritical | operating | 1989 | N/A | N/A | 17.6065 | 83.1967 | india
rashtriya ispat nigam ltd | 60 | subcritical | operating | 1989 | N/A | N/A | 17.6065 | 83.1967 | india
rashtriya ispat nigam ltd | 60 | subcritical | operating | 1990 | N/A | N/A | 17.6065 | 83.1967 | india
rashtriya ispat nigam ltd | 67.5 | subcritical | operating | 1996 | N/A | N/A | 17.6065 | 83.1967 | india
rashtriya ispat nigam ltd | 67.5 | subcritical | operating | 2009 | N/A | N/A | 17.6065 | 83.1967 | india
hinduja national power corp ltd | 520 | subcritical | operating | 2015 | N/A | N/A | 17.5636 | 83.1389 | india
hinduja national power corp ltd | 520 | subcritical | operating | 2016 | N/A | N/A | 17.5636 | 83.1389 | india
ksk energy ventures ltd | 135 | subcritical | operating | 2010 | N/A | N/A | 27.8567 | 72.8577 | india
gujarat state electricity corp ltd | 210 | subcritical | operating | 1982 | N/A | N/A | 22.8725 | 73.3588 | india
gujarat state electricity corp ltd | 210 | subcritical | operating | 1983 | N/A | N/A | 22.8725 | 73.3588 | india
gujarat state electricity corp ltd | 210 | subcritical | operating | 1984 | N/A | N/A | 22.8725 | 73.3588 | india
gujarat state electricity corp ltd | 210 | subcritical | operating | 1986 | N/A | N/A | 22.8725 | 73.3588 | india
gujarat state electricity corp ltd | 210 | subcritical | operating | 1986 | N/A | N/A | 22.8725 | 73.3588 | india
gujarat state electricity corp ltd | 210 | subcritical | operating | 1987 | N/A | N/A | 22.8725 | 73.3588 | india
gujarat state electricity corp ltd | 210 | subcritical | operating | 1998 | N/A | N/A | 22.8725 | 73.3588 | india
gujarat state electricity corp ltd | 800 | supercritical | operating | 2019 | N/A | N/A | 22.8802 | 73.3649 | india
ind-barath energy (utkal) ltd | 450 | unknown | cancelled | N/A | N/A | N/A | 19.521 | 75.0098 | india
sai wardha power generation pvt ltd | 135 | subcritical | operating | 2010 | N/A | N/A | 20.2724 | 78.9789 | india
sai wardha power generation pvt ltd | 135 | subcritical | operating | 2010 | N/A | N/A | 20.2724 | 78.9789 | india
sai wardha power generation pvt ltd | 135 | subcritical | operating | 2011 | N/A | N/A | 20.2724 | 78.9789 | india
sai wardha power generation pvt ltd | 135 | subcritical | operating | 2011 | N/A | N/A | 20.2724 | 78.9789 | india
sai wardha power generation pvt ltd | 300 | subcritical | cancelled | N/A | N/A | N/A | 20.2724 | 78.9789 | india
evonith steel ltd | 40 | subcritical | operating | 1999 | N/A | N/A | 20.46 | 79.8 | india
evonith steel ltd | 40 | subcritical | operating | 1999 | N/A | N/A | 20.46 | 79.8 | india
welspun energy pvt ltd | 1320 | unknown | cancelled | N/A | N/A | N/A | 21.9233 | 78.1292 | india
welspun energy pvt ltd | 1980 | unknown | cancelled | N/A | N/A | N/A | 23.4532 | 86.3134 | india
welspun energy pvt ltd | 1320 | supercritical | cancelled | N/A | N/A | N/A | 25.5917 | 83.3192 | india
jsw steel (salav) ltd | 330 | subcritical | cancelled | N/A | N/A | N/A | 18.5304 | 72.9204 | india
welspun energy pvt ltd | 3960 | unknown | cancelled | N/A | N/A | N/A | 24.5059 | 81.4965 | india
welspun energy pvt ltd | 1320 | unknown | cancelled | N/A | N/A | N/A | 24.5059 | 81.4965 | india
yeswanth industrial infrastructure projects pvt ltd | 660 | supercritical | cancelled | N/A | N/A | N/A | 17.4097 | 82.7148 | india
yeswanth industrial infrastructure projects pvt ltd | 660 | supercritical | cancelled | N/A | N/A | N/A | 17.4097 | 82.7148 | india
yeswanth industrial infrastructure projects pvt ltd | 660 | supercritical | cancelled | N/A | N/A | N/A | 17.4097 | 82.7148 | india
yeswanth industrial infrastructure projects pvt ltd | 660 | supercritical | cancelled | N/A | N/A | N/A | 17.4097 | 82.7148 | india
yeswanth industrial infrastructure projects pvt ltd | 660 | supercritical | cancelled | N/A | N/A | N/A | 17.4097 | 82.7148 | india
yeswanth industrial infrastructure projects pvt ltd | 660 | supercritical | cancelled | N/A | N/A | N/A | 17.4097 | 82.7148 | india
north eastern electric power corp ltd | 120 | subcritical | cancelled | N/A | N/A | N/A | 25.4916 | 91.2698 | india
north eastern electric power corp ltd | 120 | subcritical | cancelled | N/A | N/A | N/A | 25.4916 | 91.2698 | india
telangana state power generation corp ltd | 800 | supercritical | operating | 2024 | N/A | N/A | 16.7082 | 79.5812 | india
telangana state power generation corp ltd | 800 | supercritical | operating | 2024 | N/A | N/A | 16.7082 | 79.5812 | india
telangana state power generation corp ltd | 800 | supercritical | construction | 2025 | N/A | N/A | 16.7082 | 79.5812 | india
telangana state power generation corp ltd | 800 | supercritical | construction | 2025 | N/A | N/A | 16.7082 | 79.5812 | india
telangana state power generation corp ltd | 800 | supercritical | construction | 2025 | N/A | N/A | 16.7082 | 79.5812 | india
raichur power corp ltd | 800 | supercritical | operating | 2016 | N/A | N/A | 16.2953 | 77.3561 | india
raichur power corp ltd | 800 | supercritical | operating | 2017 | N/A | N/A | 16.2953 | 77.3561 | india
hindustan zinc ltd | 80 | subcritical | operating | 2008 | N/A | N/A | 24.58 | 73.68 | india
pt kaltara power indonesia | 1100 | unknown | pre-permit | 2025 | N/A | N/A | 2.528 | 117.858 | indonesia
pt kaltara power indonesia | 1100 | unknown | announced | 2026 | N/A | N/A | 2.528 | 117.858 | indonesia
bhakti energy and china shenhua overseas development and investment | 300 | unknown | cancelled | N/A | N/A | N/A | 0.1 | 116.4 | indonesia
bhakti energy and china shenhua overseas development and investment | 300 | unknown | cancelled | N/A | N/A | N/A | 0.1 | 116.4 | indonesia
pt pln (persero) | 660 | supercritical | operating | 2015 | N/A | N/A | -7.6859 | 109.1376 | indonesia
pt puncakjaya power | 65 | subcritical | operating | 1998 | N/A | 2027 | -4.8278 | 136.8391 | indonesia
pt puncakjaya power | 65 | subcritical | operating | 1998 | N/A | 2027 | -4.8278 | 136.8391 | indonesia
pt puncakjaya power | 65 | subcritical | operating | 1999 | N/A | 2027 | -4.8278 | 136.8391 | indonesia
pt pln (persero) | 50 | subcritical | cancelled | N/A | N/A | N/A | -3.5865 | 128.1711 | indonesia
pt pln (persero) | 50 | subcritical | cancelled | N/A | N/A | N/A | -3.5865 | 128.1711 | indonesia
pt amman mineral nusa tenggara | 150 | unknown | cancelled | N/A | N/A | N/A | -8.9012 | 116.7393 | indonesia
pt amman mineral nusa tenggara | 150 | unknown | cancelled | N/A | N/A | N/A | -8.9012 | 116.7393 | indonesia
pt pln (persero) | 30 | subcritical | operating | 2012 | N/A | N/A | 1.1825 | 124.4806 | indonesia
pt pln (persero) | 30 | subcritical | operating | 2012 | N/A | N/A | 1.1825 | 124.4806 | indonesia
pt pln (persero) | 30 | subcritical | operating | 2018 | N/A | N/A | 1.1825 | 124.4806 | indonesia
pt pln (persero) | 30 | subcritical | operating | 2018 | N/A | N/A | 1.1825 | 124.4806 | indonesia
pt asahimas chemical | 150 | unknown | operating | 2019 | N/A | N/A | -6.0248 | 105.9426 | indonesia
pt asahimas chemical | 150 | unknown | operating | 2019 | N/A | N/A | -6.0248 | 105.9426 | indonesia
pt pln (persero) | 65 | unknown | operating | 2013 | N/A | N/A | -3.9265 | 115.1058 | indonesia
pt pln (persero) | 65 | unknown | operating | 2013 | N/A | N/A | -3.9265 | 115.1058 | indonesia
pt pln (persero) | 100 | CFB | construction | 2023 | N/A | N/A | -3.9265 | 115.1058 | indonesia
pt pln (persero) | 100 | CFB | construction | 2023 | N/A | N/A | -3.9265 | 115.1058 | indonesia
pt pln (persero) | 65 | subcritical | operating | 2000 | N/A | N/A | -3.9265 | 115.1058 | indonesia
pt pln (persero) | 65 | subcritical | operating | 2000 | N/A | N/A | -3.9265 | 115.1058 | indonesia
astratel nusantara | 100 | subcritical | cancelled | N/A | N/A | N/A | -2.75 | 103.8333 | indonesia
pt bakrie indo infrastructure | 100 | subcritical | cancelled | N/A | N/A | N/A | 0.605 | 117.481 | indonesia
pt bakrie indo infrastructure | 100 | subcritical | cancelled | N/A | N/A | N/A | 0.605 | 117.481 | indonesia
to be determined | 135 | unknown | cancelled | N/A | N/A | N/A | -8.4476 | 115.1222 | indonesia
pt panasia indo resources tbk | 30 | subcritical | operating | 2004 | N/A | N/A | -6.9705 | 107.6058 | indonesia
pt pln wilayah bangka belitung | 30 | subcritical | operating | 2014 | N/A | N/A | -2.0792 | 106.1496 | indonesia
pt pln wilayah bangka belitung | 30 | subcritical | operating | 2014 | N/A | N/A | -2.0792 | 106.1496 | indonesia
pt pln (persero) | 200 | subcritical | cancelled | 2027 | N/A | N/A | -2.1333 | 106.1167 | indonesia
pt pln (persero) | 200 | subcritical | cancelled | 2027 | N/A | N/A | -2.1333 | 106.1167 | indonesia
pt pln (persero) | 50 | unknown | cancelled | 2022 | N/A | N/A | -2.0792 | 106.1496 | indonesia
pt pln (persero) | 50 | unknown | cancelled | 2023 | N/A | N/A | -2.0792 | 106.1496 | indonesia
pt huadian bukit asam power | 660 | supercritical | operating | 2023 | N/A | N/A | -3.8387 | 103.8041 | indonesia
pt huadian bukit asam power | 660 | supercritical | operating | 2023 | N/A | N/A | -3.8387 | 103.8041 | indonesia
pt huadian bukit asam power | 660 | unknown | cancelled | N/A | N/A | N/A | -3.734 | 103.759 | indonesia
pt huadian bukit asam power | 660 | unknown | cancelled | N/A | N/A | N/A | -3.734 | 103.759 | indonesia
pt bukit pembangkit innovative | 110 | subcritical | operating | 2015 | N/A | N/A | -3.7251 | 103.6904 | indonesia
pt bukit pembangkit innovative | 110 | subcritical | operating | 2015 | N/A | N/A | -3.7251 | 103.6904 | indonesia
pt bantaeng sigma energy | 300 | subcritical | cancelled | 2023 | N/A | N/A | -5.5169 | 120.0206 | indonesia
pt bantaeng sigma energy | 300 | subcritical | cancelled | 2023 | N/A | N/A | -5.5169 | 120.0206 | indonesia
pt indonesia power | 300 | subcritical | operating | 2009 | N/A | N/A | -6.3922 | 105.8278 | indonesia
pt indonesia power | 300 | subcritical | operating | 2010 | N/A | N/A | -6.3922 | 105.8278 | indonesia
pt pln (persero) | 315 | subcritical | operating | 2011 | N/A | N/A | -6.0589 | 106.4643 | indonesia
pt pln (persero) | 315 | subcritical | operating | 2012 | N/A | N/A | -6.0589 | 106.4643 | indonesia
pt pln (persero) | 315 | subcritical | operating | 2012 | N/A | N/A | -6.0589 | 106.4643 | indonesia
pt pln (persero) | 315 | ultra-supercritical | operating | 2024 | N/A | N/A | -6.0589 | 106.4643 | indonesia
pt lestari banten energi | 660 | supercritical | operating | 2017 | N/A | N/A | -5.883 | 106.0459 | indonesia
pt lestari banten energi | 660 | supercritical | cancelled | 2025 | N/A | N/A | -5.883 | 106.0459 | indonesia
pt indonesia power suralaya | 600 | subcritical | operating | 1996 | N/A | N/A | -5.8919 | 106.0302 | indonesia
pt indonesia power suralaya | 600 | subcritical | operating | 1997 | N/A | N/A | -5.8919 | 106.0302 | indonesia
pt indonesia power suralaya | 600 | subcritical | operating | 1997 | N/A | N/A | -5.8919 | 106.0302 | indonesia
pt indonesia power suralaya | 400 | subcritical | operating | 1984 | N/A | N/A | -5.8919 | 106.0302 | indonesia
pt indonesia power suralaya | 400 | subcritical | operating | 1985 | N/A | N/A | -5.8919 | 106.0302 | indonesia
pt indonesia power suralaya | 400 | subcritical | operating | 1988 | N/A | N/A | -5.8919 | 106.0302 | indonesia
pt indonesia power suralaya | 400 | subcritical | operating | 1989 | N/A | N/A | -5.8919 | 106.0302 | indonesia
pt pln (persero) | 625 | subcritical | operating | 2011 | N/A | N/A | -5.8892 | 106.0336 | indonesia
pt pln (persero) | 510 | ultra-supercritical | construction | 2024 | N/A | N/A | -5.8892 | 106.0336 | indonesia
pt barito pacific tbk | 490 | ultra-supercritical | construction | 2024 | N/A | N/A | -5.8892 | 106.0336 | indonesia
pt barito pacific tbk | 490 | ultra-supercritical | construction | 2025 | N/A | N/A | -5.8892 | 106.0336 | indonesia
pt pln (persero) | 510 | ultra-supercritical | construction | 2025 | N/A | N/A | -5.8892 | 106.0336 | indonesia
pt truba alam manunggal engineering tbk | 120 | subcritical | cancelled | 2021 | N/A | N/A | -3.3479 | 103.9005 | indonesia
pt truba alam manunggal engineering tbk | 120 | subcritical | cancelled | 2021 | N/A | N/A | -3.3479 | 103.9005 | indonesia
pt pln (persero) | 100 | subcritical | operating | 2023 | N/A | N/A | -4.2933 | 119.6313 | indonesia
pt pln (persero) | 50 | subcritical | operating | 2013 | N/A | N/A | -4.2933 | 119.6313 | indonesia
pt pln (persero) | 50 | subcritical | operating | 2013 | N/A | N/A | -4.2933 | 119.6313 | indonesia
pt newmont nusa tenggara | 31 | subcritical | operating | 1999 | N/A | 2024 | -8.9012 | 116.7382 | indonesia
pt newmont nusa tenggara | 31 | subcritical | operating | 1999 | N/A | 2024 | -8.9012 | 116.7382 | indonesia
pt newmont nusa tenggara | 31 | subcritical | operating | 1999 | N/A | 2024 | -8.9012 | 116.7382 | indonesia
pt newmont nusa tenggara | 31 | subcritical | operating | 1999 | N/A | 2024 | -8.9012 | 116.7382 | indonesia
to be determined | 30 | unknown | cancelled | 2024 | N/A | N/A | -5.4594 | 122.6059 | indonesia
to be determined | 30 | unknown | cancelled | 2028 | N/A | N/A | -5.4594 | 122.6059 | indonesia
pt pln (persero) | 50 | unknown | operating | 2018 | N/A | N/A | 0.83511 | 108.8737 | indonesia
pt pln (persero) | 50 | unknown | operating | 2019 | N/A | N/A | 0.83511 | 108.8737 | indonesia
pt tenaga listrik bengkulu | 100 | subcritical | operating | 2019 | N/A | N/A | -3.9123 | 102.2704 | indonesia
pt tenaga listrik bengkulu | 100 | subcritical | operating | 2019 | N/A | N/A | -3.9123 | 102.2704 | indonesia
pln unit induk wilayah riau | 100 | unknown | cancelled | 2023 | N/A | N/A | 0.89967 | 104.6172 | indonesia
pln unit induk wilayah riau | 100 | unknown | cancelled | 2024 | N/A | N/A | 0.89967 | 104.6172 | indonesia
pt indika energy tbk | 375 | subcritical | cancelled | N/A | N/A | N/A | -5.971 | 106.094 | indonesia
pt indika energy tbk | 375 | subcritical | cancelled | N/A | N/A | N/A | -5.971 | 106.094 | indonesia
pt btn energy prima | 150 | subcritical | cancelled | N/A | N/A | N/A | 1.589 | 101.638 | indonesia
pt btn energy prima | 150 | subcritical | cancelled | N/A | N/A | N/A | 1.589 | 101.638 | indonesia
pt btn energy prima | 150 | subcritical | cancelled | N/A | N/A | N/A | 1.589 | 101.638 | indonesia
pt pln (persero) | 65 | subcritical | operating | 1987 | N/A | N/A | -3.7321 | 103.7975 | indonesia
pt pln (persero) | 65 | subcritical | operating | 1987 | N/A | N/A | -3.7321 | 103.7975 | indonesia
pt pln (persero) | 65 | subcritical | operating | 1994 | N/A | N/A | -3.7321 | 103.7975 | indonesia
pt pln (persero) | 65 | subcritical | operating | 1994 | N/A | N/A | -3.7321 | 103.7975 | indonesia
pt bumi resources tbk | 200 | unknown | cancelled | N/A | N/A | N/A | 0.605 | 117.481 | indonesia
pt bumi resources tbk | 200 | unknown | cancelled | N/A | N/A | N/A | 0.605 | 117.481 | indonesia
pt general energy indonesia | 71 | subcritical | operating | 2015 | N/A | N/A | -8.1963 | 114.8516 | indonesia
pt merryline international | 71 | subcritical | operating | 2015 | N/A | N/A | -8.1963 | 114.8516 | indonesia
pt general energy indonesia | 71 | subcritical | operating | 2015 | N/A | N/A | -8.1963 | 114.8516 | indonesia
pt merryline international | 71 | subcritical | operating | 2015 | N/A | N/A | -8.1963 | 114.8516 | indonesia
pt general energy indonesia | 71 | subcritical | operating | 2015 | N/A | N/A | -8.1963 | 114.8516 | indonesia
pt merryline international | 71 | subcritical | operating | 2015 | N/A | N/A | -8.1963 | 114.8516 | indonesia
pt merryline international | 165 | subcritical | cancelled | N/A | N/A | N/A | -8.1963 | 114.8516 | indonesia
pt general energy indonesia | 165 | subcritical | cancelled | N/A | N/A | N/A | -8.1963 | 114.8516 | indonesia
pt general energy indonesia | 165 | subcritical | cancelled | N/A | N/A | N/A | -8.1963 | 114.8516 | indonesia
pt merryline international | 165 | subcritical | cancelled | N/A | N/A | N/A | -8.1963 | 114.8516 | indonesia
pt cemindo gemilang tbk | 60 | unknown | operating | 2016 | N/A | N/A | -6.9508 | 106.2502 | indonesia
pt bhimasena power indonesia | 950 | ultra-supercritical | operating | 2022 | N/A | N/A | -6.9008 | 109.8037 | indonesia
pt bhimasena power indonesia | 950 | ultra-supercritical | operating | 2022 | N/A | N/A | -6.9008 | 109.8037 | indonesia
pt cikarang listrindo tbk | 140 | subcritical | operating | 2017 | N/A | N/A | -6.1161 | 107.052 | indonesia
pt cikarang listrindo tbk | 140 | subcritical | operating | 2017 | N/A | N/A | -6.1161 | 107.052 | indonesia
pt jawa energy | 1000 | ultra-supercritical | cancelled | N/A | N/A | N/A | -7.684 | 109.131 | indonesia
pt jawa energy | 1000 | ultra-supercritical | cancelled | N/A | N/A | N/A | -7.684 | 109.131 | indonesia
pt jawa energy | 1000 | ultra-supercritical | cancelled | N/A | N/A | N/A | -7.684 | 109.131 | indonesia
pt jawa energy | 1000 | ultra-supercritical | cancelled | N/A | N/A | N/A | -7.684 | 109.131 | indonesia
pt jawa energy | 1000 | ultra-supercritical | cancelled | N/A | N/A | N/A | -7.684 | 109.131 | indonesia
pt sumber segara primadaya | 1000 | ultra-supercritical | operating | 2019 | N/A | N/A | -7.6832 | 109.0964 | indonesia
pt sumber segara primadaya | 660 | supercritical | operating | 2016 | N/A | N/A | -7.6832 | 109.0964 | indonesia
pt sumber segara primadaya | 300 | subcritical | operating | 2006 | N/A | N/A | -7.6857 | 109.0898 | indonesia
pt sumber segara primadaya | 300 | subcritical | operating | 2006 | N/A | N/A | -7.6857 | 109.0898 | indonesia
pt indorama petrochemicals | 40 | subcritical | operating | 2017 | N/A | N/A | -6.0239 | 105.9501 | indonesia
pt cirebon electric power | 660 | supercritical | operating | 2012 | N/A | 2035 | -6.7703 | 108.6149 | indonesia
pt cirebon electric power | 924 | ultra-supercritical | operating | 2023 | N/A | N/A | -6.7703 | 108.6149 | indonesia
pt cirebon electric power | 1000 | ultra-supercritical | cancelled | N/A | N/A | N/A | -6.7703 | 108.6149 | indonesia
pt virtue dragon nickel industry | 30 | unknown | operating | 2018 | N/A | N/A | -3.9075 | 122.4193 | indonesia
pt virtue dragon nickel industry | 30 | unknown | operating | 2018 | N/A | N/A | -3.9075 | 122.4193 | indonesia
pt virtue dragon nickel industry | 50 | unknown | operating | 2019 | N/A | N/A | -3.9075 | 122.4193 | indonesia
pt virtue dragon nickel industry | 50 | unknown | operating | 2019 | N/A | N/A | -3.9075 | 122.4193 | indonesia
pt virtue dragon nickel industry | 60 | unknown | operating | 2019 | N/A | N/A | -3.9075 | 122.4193 | indonesia
pt virtue dragon nickel industry | 60 | unknown | operating | 2019 | N/A | N/A | -3.9075 | 122.4193 | indonesia
pt virtue dragon nickel industry | 125 | unknown | operating | 2018 | N/A | N/A | -3.9075 | 122.4193 | indonesia
pt virtue dragon nickel industry | 125 | unknown | operating | 2018 | N/A | N/A | -3.9075 | 122.4193 | indonesia
pt obsidian stainless steel | 135 | unknown | operating | 2020 | N/A | N/A | -3.8279 | 122.4683 | indonesia
pt obsidian stainless steel | 135 | unknown | operating | 2020 | N/A | N/A | -3.8279 | 122.4683 | indonesia
pt obsidian stainless steel | 135 | unknown | operating | 2020 | N/A | N/A | -3.8279 | 122.4683 | indonesia
pt obsidian stainless steel | 135 | unknown | operating | 2021 | N/A | N/A | -3.8279 | 122.4683 | indonesia
pt obsidian stainless steel | 135 | unknown | operating | 2021 | N/A | N/A | -3.8283 | 122.4662 | indonesia
pt obsidian stainless steel | 135 | unknown | operating | 2021 | N/A | N/A | -3.8283 | 122.4662 | indonesia
pt obsidian stainless steel | 135 | unknown | operating | 2021 | N/A | N/A | -3.8283 | 122.4662 | indonesia
pt obsidian stainless steel | 135 | unknown | operating | 2021 | N/A | N/A | -3.8283 | 122.4662 | indonesia
pt obsidian stainless steel | 380 | unknown | operating | 2022 | N/A | N/A | -3.8275 | 122.4628 | indonesia
pt obsidian stainless steel | 380 | unknown | operating | 2021 | N/A | N/A | -3.8275 | 122.4628 | indonesia
pt obsidian stainless steel | 380 | unknown | cancelled | N/A | N/A | N/A | -3.8275 | 122.4628 | indonesia
pt gunbuster nickel industry | 135 | unknown | operating | 2021 | N/A | N/A | -2.0047 | 121.4381 | indonesia
pt gunbuster nickel industry | 135 | unknown | operating | 2023 | N/A | N/A | -2.0047 | 121.4381 | indonesia
pt gunbuster nickel industry | 135 | unknown | operating | 2023 | N/A | N/A | -2.0047 | 121.4381 | indonesia
pt gunbuster nickel industry | 135 | unknown | operating | 2023 | N/A | N/A | -2.0047 | 121.4381 | indonesia
pt gunbuster nickel industry | 135 | unknown | operating | 2023 | N/A | N/A | -2.0047 | 121.4381 | indonesia
pt gunbuster nickel industry | 135 | unknown | operating | 2023 | N/A | N/A | -2.0047 | 121.4381 | indonesia
pt gunbuster nickel industry | 135 | unknown | operating | 2023 | N/A | N/A | -2.0047 | 121.4381 | indonesia
pt gunbuster nickel industry | 150 | unknown | construction | N/A | N/A | N/A | -2.0166 | 121.4307 | indonesia
pt gunbuster nickel industry | 300 | unknown | construction | N/A | N/A | N/A | -2.0143 | 121.4297 | indonesia
pt gunbuster nickel industry | 300 | unknown | construction | N/A | N/A | N/A | -2.0143 | 121.4297 | indonesia
pt gunbuster nickel industry | 300 | unknown | construction | N/A | N/A | N/A | -2.0143 | 121.4297 | indonesia
pt gunbuster nickel industry | 300 | unknown | construction | N/A | N/A | N/A | -2.0143 | 121.4297 | indonesia
pt nadesico nickel industry | 330 | unknown | construction | N/A | N/A | N/A | -2.014 | 121.431 | indonesia
pt nadesico nickel industry | 330 | unknown | operating | 2024 | N/A | N/A | -2.014 | 121.431 | indonesia
pt dian swastatika sentosa tbk | 35 | unknown | operating | 1998 | N/A | N/A | -6.1254 | 106.2892 | indonesia
pt dian swastatika sentosa tbk | 35 | unknown | operating | 1998 | N/A | N/A | -6.1254 | 106.2892 | indonesia
pt dian swastatika sentosa tbk | 35 | unknown | operating | 1998 | N/A | N/A | -6.1254 | 106.2892 | indonesia
pt dian swastatika sentosa tbk | 70 | unknown | operating | 1998 | N/A | N/A | -6.1254 | 106.2892 | indonesia
pt tambang batubara bukit asam | 45 | unknown | cancelled | 2023 | N/A | N/A | 0.83251 | 128.2853 | indonesia
pt tambang batubara bukit asam | 45 | unknown | cancelled | 2023 | N/A | N/A | 0.83251 | 128.2853 | indonesia
pt tambang batubara bukit asam | 60 | unknown | cancelled | N/A | N/A | N/A | 0.83251 | 128.2853 | indonesia
pt cahaya fajar kaltim | 60 | subcritical | operating | 2014 | N/A | N/A | -0.3731 | 117.0625 | indonesia
pt fajar surya wisesa tbk | 55 | unknown | operating | 2017 | N/A | N/A | -6.2726 | 107.124 | indonesia
pt energi manyar sejahtera | 330 | unknown | cancelled | N/A | N/A | N/A | -7.159 | 112.642 | indonesia
pt energi manyar sejahtera | 330 | unknown | cancelled | N/A | N/A | N/A | -7.159 | 112.642 | indonesia
pt pln (persero) | 200 | unknown | cancelled | 2024 | N/A | N/A | 1.018 | 128.2661 | indonesia
pt cahaya sakti | 30 | unknown | cancelled | N/A | N/A | N/A | 3.3503 | 117.6018 | indonesia
pt semen padang | 100 | subcritical | cancelled | N/A | N/A | N/A | -0.95006 | 100.4695 | indonesia
pt indo bharat rayon | 36.6 | unknown | operating | 2008 | N/A | N/A | -6.4858 | 107.3852 | indonesia
pt pln (persero) | 330 | subcritical | operating | 2010 | N/A | N/A | -6.2747 | 107.9704 | indonesia
pt pln (persero) | 330 | subcritical | operating | 2011 | N/A | N/A | -6.2747 | 107.9704 | indonesia
pt pln (persero) | 330 | subcritical | operating | 2011 | N/A | N/A | -6.2747 | 107.9704 | indonesia
pt pln (persero) | 1000 | supercritical | cancelled | 2030 | N/A | N/A | -6.2747 | 107.9704 | indonesia
pt pln (persero) | 1000 | supercritical | cancelled | N/A | N/A | N/A | -6.2747 | 107.9704 | indonesia
pt kawasan industri kendal | 660 | unknown | cancelled | N/A | N/A | N/A | -6.8958 | 110.2403 | indonesia
pt pln (persero) | 300 | subcritical | cancelled | N/A | N/A | N/A | -5.9351 | 107.0302 | indonesia
pt pln (persero) | 300 | subcritical | cancelled | N/A | N/A | N/A | -5.9351 | 107.0302 | indonesia
korea south-east power co ltd | 200 | unknown | cancelled | N/A | N/A | N/A | -1.39 | 102.42 | indonesia
korea south-east power co ltd | 200 | unknown | cancelled | N/A | N/A | N/A | -1.39 | 102.42 | indonesia
pt indonesia power | 300 | subcritical | shelved | 2027 | N/A | N/A | -2.1375 | 102.9572 | indonesia
pt indonesia power | 300 | subcritical | shelved | 2027 | N/A | N/A | -2.1375 | 102.9572 | indonesia
pt pembangkitan perkasa daya | 350 | subcritical | shelved | 2026 | N/A | N/A | -1.9284 | 103.1899 | indonesia
pt pembangkitan perkasa daya | 350 | subcritical | shelved | 2026 | N/A | N/A | -1.9284 | 103.1899 | indonesia
to be determined | 600 | unknown | cancelled | 2026 | N/A | N/A | -7.26 | 110.66 | indonesia
to be determined | 1000 | unknown | cancelled | 2026 | N/A | N/A | -7.26 | 110.66 | indonesia
to be determined | 1000 | unknown | cancelled | 2026 | N/A | N/A | -7.26 | 110.66 | indonesia
to be determined | 2000 | unknown | cancelled | 2026 | N/A | N/A | -7.26 | 110.66 | indonesia
pt pln (persero) | 1000 | supercritical | cancelled | 2023 | N/A | N/A | -5.9351 | 107.0302 | indonesia
pt pln (persero) | 1000 | supercritical | cancelled | N/A | N/A | N/A | -5.9351 | 107.0302 | indonesia
pt pln (persero) | 1000 | supercritical | cancelled | 2027 | N/A | N/A | -5.9351 | 107.0302 | indonesia
pt pln (persero) | 1000 | supercritical | cancelled | 2027 | N/A | N/A | -5.9351 | 107.0302 | indonesia
pt shenhua guohua pembangkitan jawa bali | 991 | ultra-supercritical | operating | 2019 | N/A | N/A | -5.9917 | 106.1008 | indonesia
pt shenhua guohua pembangkitan jawa bali | 991 | ultra-supercritical | operating | 2020 | N/A | N/A | -5.9917 | 106.1008 | indonesia
pt pln (persero) | 50 | subcritical | cancelled | 2025 | N/A | N/A | -2.6084 | 140.8075 | indonesia
pt pln (persero) | 50 | subcritical | cancelled | N/A | N/A | N/A | -2.6084 | 140.8075 | indonesia
pt pln (persero) | 50 | unknown | cancelled | 2028 | N/A | N/A | -2.6084 | 140.8075 | indonesia
wp&rka | 50 | unknown | operating | 2019 | N/A | N/A | -1.5661 | 127.4159 | indonesia
wp&rka | 50 | unknown | operating | 2019 | N/A | N/A | -1.5661 | 127.4159 | indonesia
wp&rka | 50 | unknown | operating | 2019 | N/A | N/A | -1.5661 | 127.4159 | indonesia
pt pembangunan kota batam | 60 | subcritical | cancelled | N/A | N/A | N/A | 1.589 | 101.638 | indonesia
pt pembangunan kota batam | 60 | subcritical | cancelled | N/A | N/A | N/A | 1.589 | 101.638 | indonesia
golden concord holdings ltd | 50 | subcritical | operating | 2020 | N/A | N/A | 0.81615 | 108.8461 | indonesia
pt indonesia power | 50 | subcritical | operating | 2020 | N/A | N/A | 0.81615 | 108.8461 | indonesia
golden concord holdings ltd | 50 | subcritical | operating | 2021 | N/A | N/A | 0.81615 | 108.8461 | indonesia
pt indonesia power | 50 | subcritical | operating | 2021 | N/A | N/A | 0.81615 | 108.8461 | indonesia
to be determined | 200 | subcritical | cancelled | 2021 | N/A | N/A | -0.67839 | 109.2535 | indonesia
to be determined | 100 | subcritical | cancelled | 2024 | N/A | N/A | -0.27626 | 109.2796 | indonesia
to be determined | 100 | subcritical | cancelled | 2025 | N/A | N/A | -0.27626 | 109.2796 | indonesia
pt pln (persero) | 100 | subcritical | cancelled | 2027 | N/A | N/A | 0.34199 | 108.9403 | indonesia
pt pln (persero) | 100 | subcritical | cancelled | 2027 | N/A | N/A | 0.34199 | 108.9403 | indonesia
to be determined | 200 | subcritical | cancelled | 2028 | N/A | N/A | 1.227 | 114.577 | indonesia
pt indocement tunggal prakarsa tbk | 55 | subcritical | retired | 1998 | 2022 | N/A | -3.2729 | 116.1059 | indonesia
pt sks listrik kalimantan | 100 | CFB | operating | 2020 | N/A | N/A | -1.3708 | 113.5672 | indonesia
pt sks listrik kalimantan | 100 | CFB | operating | 2020 | N/A | N/A | -1.3708 | 113.5672 | indonesia
pt pembangkitan jawa bali investasi | 100 | subcritical | cancelled | 2024 | N/A | N/A | -2.8086 | 111.6431 | indonesia
pt pembangkitan jawa bali investasi | 100 | subcritical | cancelled | 2025 | N/A | N/A | -2.8086 | 111.6431 | indonesia
pt barito pacific tbk | 100 | unknown | cancelled | 2026 | N/A | N/A | 1.0341 | 108.9726 | indonesia
pt barito pacific tbk | 100 | unknown | cancelled | 2027 | N/A | N/A | 1.0341 | 108.9726 | indonesia
pt pln (persero) | 100 | unknown | cancelled | 2028 | N/A | N/A | -2.8086 | 111.6431 | indonesia
pt pln (persero) | 100 | unknown | cancelled | N/A | N/A | N/A | -2.8086 | 111.6431 | indonesia
pt pln (persero) | 60 | subcritical | operating | 2015 | N/A | N/A | -2.8226 | 114.2088 | indonesia
pt pln (persero) | 60 | subcritical | operating | 2015 | N/A | N/A | -2.8226 | 114.2088 | indonesia
pt pln (persero) | 100 | subcritical | operating | 2019 | N/A | N/A | 0.055178 | 117.4946 | indonesia
pt pln (persero) | 100 | subcritical | operating | 2020 | N/A | N/A | 0.055178 | 117.4946 | indonesia
pt pln (persero) | 110 | subcritical | operating | 2017 | N/A | N/A | -1.1704 | 116.7887 | indonesia
pt pln (persero) | 110 | subcritical | operating | 2017 | N/A | N/A | -1.1704 | 116.7887 | indonesia
pt lestari banten energi | 300 | subcritical | cancelled | N/A | N/A | N/A | -1.1704 | 116.7887 | indonesia
to be determined | 100 | subcritical | cancelled | 2025 | N/A | N/A | 0.1357 | 116.2207 | indonesia
to be determined | 100 | subcritical | cancelled | 2026 | N/A | N/A | 0.1357 | 116.2207 | indonesia
pt indonesia energi dinamika | 100 | subcritical | operating | 2020 | N/A | N/A | -0.36501 | 117.065 | indonesia
pt indonesia energi dinamika | 100 | subcritical | operating | 2020 | N/A | N/A | -0.36501 | 117.065 | indonesia
pt indonesia power | 100 | subcritical | cancelled | 2027 | N/A | N/A | -0.91183 | 117.1953 | indonesia
pt indonesia power | 100 | subcritical | cancelled | 2028 | N/A | N/A | -0.91183 | 117.1953 | indonesia
to be determined | 200 | subcritical | cancelled | 2028 | N/A | N/A | 1.227 | 114.577 | indonesia
pt pln (persero) | 200 | subcritical | cancelled | 2028 | N/A | N/A | 1.227 | 114.577 | indonesia
pt pln (persero) | 200 | subcritical | cancelled | 2028 | N/A | N/A | 1.227 | 114.577 | indonesia
pt truba alam manunggal engineering tbk | 100 | subcritical | cancelled | N/A | N/A | N/A | -8.3667 | 115.5167 | indonesia
pt truba alam manunggal engineering tbk | 100 | subcritical | cancelled | N/A | N/A | N/A | -8.3667 | 115.5167 | indonesia
pt primanaya energi | 135 | subcritical | operating | 2015 | N/A | N/A | -3.7515 | 103.6481 | indonesia
pt primanaya energi | 135 | subcritical | operating | 2015 | N/A | N/A | -3.7515 | 103.6481 | indonesia
dian swastatika sentosa power kendari | 50 | subcritical | operating | 2019 | N/A | 2044 | -4.0513 | 122.6534 | indonesia
dian swastatika sentosa power kendari | 50 | subcritical | operating | 2019 | N/A | 2044 | -4.0513 | 122.6534 | indonesia
pt well harvest winning alumina refinery | 80 | subcritical | operating | 2021 | N/A | N/A | -2.3662 | 110.1573 | indonesia
pt well harvest winning alumina refinery | 80 | subcritical | operating | 2021 | N/A | N/A | -2.3662 | 110.1573 | indonesia
pt well harvest winning alumina refinery | 30 | subcritical | operating | 2021 | N/A | N/A | -2.3662 | 110.1573 | indonesia
pt well harvest winning alumina refinery | 30 | subcritical | operating | 2016 | N/A | N/A | -2.3662 | 110.1573 | indonesia
pt binakarya jaya abadi tbk | 200 | unknown | cancelled | N/A | N/A | N/A | 0.81595 | 117.9308 | indonesia
natural person(s) | 200 | unknown | cancelled | 2024 | N/A | N/A | 0.81595 | 117.9308 | indonesia
natural person(s) | 200 | unknown | cancelled | 2024 | N/A | N/A | 0.81595 | 117.9308 | indonesia
pt sepoetih daya prima | 30 | subcritical | cancelled | N/A | N/A | N/A | -4.9765 | 105.1857 | indonesia
pt sepoetih daya prima | 30 | subcritical | cancelled | N/A | N/A | N/A | -4.9765 | 105.1857 | indonesia
pt bukit asam tbk | 300 | unknown | cancelled | 2023 | N/A | N/A | 3.3506 | 99.4513 | indonesia
pt bukit asam tbk | 300 | unknown | cancelled | 2024 | N/A | N/A | 3.3506 | 99.4513 | indonesia
pt indonesia asahan aluminium | 175 | unknown | cancelled | N/A | N/A | N/A | 3.3506 | 99.4513 | indonesia
pt bukit asam tbk | 175 | unknown | cancelled | N/A | N/A | N/A | 3.3506 | 99.4513 | indonesia
pt truba alam manunggal engineering tbk | 135 | subcritical | cancelled | N/A | N/A | N/A | 3.3868 | 99.4267 | indonesia
pt truba alam manunggal engineering tbk | 135 | subcritical | cancelled | N/A | N/A | N/A | 3.3868 | 99.4267 | indonesia
to be determined | 450 | subcritical | cancelled | N/A | N/A | N/A | 3.3754 | 99.4418 | indonesia
pt jogja magasa iron | 100 | unknown | cancelled | N/A | N/A | N/A | -7.8139 | 110.175 | indonesia
pt pln (persero) | 115 | subcritical | operating | 2008 | N/A | N/A | 1.7519 | 98.7313 | indonesia
pt pln (persero) | 115 | subcritical | operating | 2008 | N/A | N/A | 1.7519 | 98.7313 | indonesia
pt pln (persero) | 115 | subcritical | cancelled | N/A | N/A | N/A | 1.752 | 98.7305 | indonesia
pt dalle energy batam | 100 | subcritical | cancelled | N/A | N/A | N/A | 3.3754 | 99.4418 | indonesia
pt dalle energy batam | 100 | subcritical | cancelled | N/A | N/A | N/A | 3.3754 | 99.4418 | indonesia
pt pln (persero) | 100 | subcritical | operating | 2015 | N/A | N/A | -5.5859 | 105.3872 | indonesia
pt pln (persero) | 100 | subcritical | operating | 2015 | N/A | N/A | -5.5859 | 105.3872 | indonesia
pt pln (persero) | 300 | unknown | cancelled | 2026 | N/A | N/A | -5.5859 | 105.3872 | indonesia
pt pln (persero) | 50 | subcritical | cancelled | 2023 | N/A | N/A | -8.348 | 116.7172 | indonesia
pt pln (persero) | 50 | subcritical | cancelled | 2024 | N/A | N/A | -8.348 | 116.7172 | indonesia
to be determined | 50 | subcritical | cancelled | 2026 | N/A | N/A | -8.2852 | 116.6032 | indonesia
to be determined | 50 | subcritical | cancelled | 2027 | N/A | N/A | -8.2852 | 116.6032 | indonesia
to be determined | 50 | subcritical | cancelled | 2028 | N/A | N/A | -8.5733 | 116.3511 | indonesia
to be determined | 50 | subcritical | cancelled | 2029 | N/A | N/A | -8.5733 | 116.3511 | indonesia
pt pln (persero) | 50 | subcritical | construction | 2024 | N/A | N/A | -8.4221 | 116.7096 | indonesia
pt pln (persero) | 50 | subcritical | construction | 2022 | N/A | N/A | -8.4221 | 116.7096 | indonesia
pt bukit asam tbk | 225 | subcritical | cancelled | N/A | N/A | N/A | -7.0777 | 113.2871 | indonesia
pt bukit asam tbk | 225 | subcritical | cancelled | N/A | N/A | N/A | -7.0777 | 113.2871 | indonesia
pt gahapi nisco steel | 30 | subcritical | operating | 2017 | N/A | N/A | 3.6676 | 98.6654 | indonesia
pt gahapi nisco steel | 30 | subcritical | operating | 2017 | N/A | N/A | 3.6676 | 98.6654 | indonesia
pt merak energi indonesia | 60 | subcritical | operating | 2014 | N/A | N/A | -5.884 | 106.0642 | indonesia
pt merak energi indonesia | 60 | subcritical | operating | 2014 | N/A | N/A | -5.884 | 106.0642 | indonesia
china shenhua energy co ltd | 350 | unknown | cancelled | N/A | N/A | N/A | -4.0128 | 105.463 | indonesia
china shenhua energy co ltd | 350 | unknown | cancelled | N/A | N/A | N/A | -4.0128 | 105.463 | indonesia
to be determined | 600 | unknown | cancelled | 2020 | N/A | N/A | -2.618 | 103.127 | indonesia
to be determined | 600 | unknown | cancelled | 2021 | N/A | N/A | -2.618 | 103.127 | indonesia
pt pln (persero) | 110 | subcritical | operating | 2013 | N/A | N/A | 4.1076 | 96.1989 | indonesia
unnamed special purpose vehicle | 110 | subcritical | operating | 2014 | N/A | N/A | 4.1076 | 96.1989 | indonesia
pt meulaboh power generation | 200 | subcritical | operating | 2023 | N/A | N/A | 4.1156 | 96.2024 | indonesia
pt meulaboh power generation | 200 | subcritical | operating | 2023 | N/A | N/A | 4.1156 | 96.2024 | indonesia
mec coal pte ltd | 125 | subcritical | cancelled | N/A | N/A | N/A | 1.254 | 116.682 | indonesia
pt nalco indonesia | 125 | subcritical | cancelled | N/A | N/A | N/A | 1.254 | 116.682 | indonesia
pt nalco indonesia | 125 | subcritical | cancelled | N/A | N/A | N/A | 1.254 | 116.682 | indonesia
mec coal pte ltd | 125 | subcritical | cancelled | N/A | N/A | N/A | 1.254 | 116.682 | indonesia
mec coal pte ltd | 125 | subcritical | cancelled | N/A | N/A | N/A | 1.254 | 116.682 | indonesia
pt nalco indonesia | 125 | subcritical | cancelled | N/A | N/A | N/A | 1.254 | 116.682 | indonesia
mec coal pte ltd | 125 | subcritical | cancelled | N/A | N/A | N/A | 1.254 | 116.682 | indonesia
pt nalco indonesia | 125 | subcritical | cancelled | N/A | N/A | N/A | 1.254 | 116.682 | indonesia
pt nalco indonesia | 125 | subcritical | cancelled | N/A | N/A | N/A | 1.254 | 116.682 | indonesia
mec coal pte ltd | 125 | subcritical | cancelled | N/A | N/A | N/A | 1.254 | 116.682 | indonesia
pt bintan alumina indonesia | 150 | subcritical | cancelled | 2021 | N/A | N/A | 0.91164 | 104.6505 | indonesia
pt bintan alumina indonesia | 150 | subcritical | cancelled | 2021 | N/A | N/A | 0.91164 | 104.6505 | indonesia
pt bintan alumina indonesia | 150 | subcritical | cancelled | 2021 | N/A | N/A | 0.91164 | 104.6505 | indonesia
pt bintan alumina indonesia | 150 | subcritical | cancelled | 2021 | N/A | N/A | 0.91164 | 104.6505 | indonesia
pt bintan alumina indonesia | 150 | subcritical | cancelled | 2021 | N/A | N/A | 0.91164 | 104.6505 | indonesia
pt bintan alumina indonesia | 150 | subcritical | cancelled | 2021 | N/A | N/A | 0.91164 | 104.6505 | indonesia
pt bintan alumina indonesia | 150 | subcritical | cancelled | 2021 | N/A | N/A | 0.91164 | 104.6505 | indonesia
pt bintan alumina indonesia | 150 | subcritical | cancelled | 2021 | N/A | N/A | 0.91164 | 104.6505 | indonesia
pt bintan alumina indonesia | 150 | subcritical | cancelled | 2021 | N/A | N/A | 0.91164 | 104.6505 | indonesia
pt bintan alumina indonesia | 150 | subcritical | cancelled | 2021 | N/A | N/A | 0.91164 | 104.6505 | indonesia
pt bintan alumina indonesia | 30 | subcritical | operating | 2021 | N/A | N/A | 0.91714 | 104.6555 | indonesia
pt bintan alumina indonesia | 30 | subcritical | operating | 2021 | N/A | N/A | 0.91714 | 104.6555 | indonesia
pt bintan alumina indonesia | 30 | subcritical | operating | 2022 | N/A | N/A | 0.91714 | 104.6555 | indonesia
pt bintan alumina indonesia | 30 | subcritical | operating | 2022 | N/A | N/A | 0.91164 | 104.6505 | indonesia
pt bintan alumina indonesia | 30 | subcritical | operating | 2023 | N/A | N/A | 0.91164 | 104.6505 | indonesia
pt bintan alumina indonesia | 30 | subcritical | operating | 2023 | N/A | N/A | 0.91164 | 104.6505 | indonesia
pt bintan alumina indonesia | 150 | subcritical | cancelled | 2021 | N/A | N/A | 0.91164 | 104.6505 | indonesia
pt bintan alumina indonesia | 150 | subcritical | cancelled | 2021 | N/A | N/A | 0.91164 | 104.6505 | indonesia
pt bintan alumina indonesia | 150 | subcritical | cancelled | 2021 | N/A | N/A | 0.91164 | 104.6505 | indonesia
pt bintan alumina indonesia | 150 | subcritical | cancelled | 2021 | N/A | N/A | 0.91164 | 104.6505 | indonesia
pt bintan alumina indonesia | 150 | subcritical | cancelled | 2021 | N/A | N/A | 0.91164 | 104.6505 | indonesia
pt bintan alumina indonesia | 150 | subcritical | cancelled | 2021 | N/A | N/A | 0.91164 | 104.6505 | indonesia
pt bintan alumina indonesia | 150 | subcritical | cancelled | 2021 | N/A | N/A | 0.91164 | 104.6505 | indonesia
pt bintan alumina indonesia | 150 | subcritical | cancelled | 2021 | N/A | N/A | 0.91164 | 104.6505 | indonesia
pt pln (persero) | 100 | subcritical | operating | 1996 | N/A | 2060 | -0.60902 | 100.7537 | indonesia
pt pln (persero) | 100 | subcritical | operating | 1997 | N/A | 2060 | -0.60902 | 100.7537 | indonesia
pt pln (persero) | 315 | subcritical | operating | 2011 | N/A | N/A | -8.2578 | 111.3736 | indonesia
pt pln (persero) | 315 | subcritical | operating | 2011 | N/A | N/A | -8.2578 | 111.3736 | indonesia
pt paiton energy | 615 | subcritical | operating | 1999 | N/A | N/A | -7.7153 | 113.5857 | indonesia
pt paiton energy | 615 | subcritical | operating | 1999 | N/A | N/A | -7.7153 | 113.5857 | indonesia
pt jawa power | 660 | subcritical | operating | 2000 | N/A | N/A | -7.7153 | 113.5857 | indonesia
pt jawa power | 660 | subcritical | operating | 2000 | N/A | N/A | -7.7153 | 113.5857 | indonesia
pt paiton energy | 825 | supercritical | operating | 2012 | N/A | N/A | -7.7145 | 113.5833 | indonesia
pt pln (persero) | 150 | subcritical | cancelled | N/A | N/A | N/A | -1.769 | 113.654 | indonesia
pt pln (persero) | 150 | subcritical | cancelled | N/A | N/A | N/A | -1.769 | 113.654 | indonesia
pt pln (persero) | 50 | subcritical | construction | 2024 | N/A | N/A | -0.7332 | 119.8559 | indonesia
pt pln (persero) | 50 | subcritical | construction | 2024 | N/A | N/A | -0.7332 | 119.8559 | indonesia
pt indonesia power | 220 | subcritical | operating | 2015 | N/A | N/A | 4.1207 | 98.2582 | indonesia
pt indonesia power | 220 | subcritical | operating | 2014 | N/A | N/A | 4.1207 | 98.2582 | indonesia
pt pln (persero) | 200 | subcritical | operating | 2019 | N/A | N/A | 4.1207 | 98.2582 | indonesia
pt pln (persero) | 200 | subcritical | operating | 2019 | N/A | N/A | 4.1207 | 98.2582 | indonesia
pt praba indopersada | 25 | subcritical | construction | 2025 | N/A | N/A | 0.05798 | 109.2036 | indonesia
china gezhouba group co ltd | 25 | subcritical | construction | 2025 | N/A | N/A | 0.05798 | 109.2036 | indonesia
china gezhouba group co ltd | 25 | subcritical | construction | 2025 | N/A | N/A | 0.05798 | 109.2036 | indonesia
pt praba indopersada | 25 | subcritical | construction | 2025 | N/A | N/A | 0.05798 | 109.2036 | indonesia
china gezhouba group co ltd | 25 | subcritical | shelved | N/A | N/A | N/A | 0.05798 | 109.2036 | indonesia
pt praba indopersada | 25 | subcritical | shelved | N/A | N/A | N/A | 0.05798 | 109.2036 | indonesia
china gezhouba group co ltd | 25 | subcritical | shelved | N/A | N/A | N/A | 0.05798 | 109.2036 | indonesia
pt praba indopersada | 25 | subcritical | shelved | N/A | N/A | N/A | 0.05798 | 109.2036 | indonesia
pt indocement tunggal prakarsa tbk | 60 | unknown | cancelled | N/A | N/A | N/A | -6.7088 | 111.0201 | indonesia
pt pln (persero) | 110 | subcritical | operating | 2016 | N/A | N/A | 0.56437 | 101.5234 | indonesia
pt pln (persero) | 110 | subcritical | operating | 2017 | N/A | N/A | 0.56437 | 101.5234 | indonesia
pt indonesia power | 350 | subcritical | operating | 2013 | N/A | 2037 | -7.0242 | 106.5464 | indonesia
pt indonesia power | 350 | subcritical | operating | 2013 | N/A | 2037 | -7.0242 | 106.5464 | indonesia
pt indonesia power | 350 | subcritical | operating | 2013 | N/A | 2037 | -7.0242 | 106.5464 | indonesia
pt indah kiat pulp & paper tbk | 35 | subcritical | operating | 2009 | N/A | N/A | 0.68932 | 101.6191 | indonesia
pt indah kiat pulp & paper tbk | 90 | subcritical | operating | 2000 | N/A | N/A | 0.68932 | 101.6191 | indonesia
pt indah kiat pulp & paper tbk | 90 | subcritical | operating | 2000 | N/A | N/A | 0.68932 | 101.6191 | indonesia
pt indah kiat pulp & paper tbk | 90 | subcritical | operating | 2000 | N/A | N/A | 0.68932 | 101.6191 | indonesia
pt indah kiat pulp & paper tbk | 150 | subcritical | operating | 2014 | N/A | N/A | 0.68932 | 101.6191 | indonesia
pt indah kiat pulp & paper tbk | 150 | subcritical | operating | 2014 | N/A | N/A | 0.68932 | 101.6191 | indonesia
pt indah kiat pulp & paper tbk | 150 | subcritical | operating | 2014 | N/A | N/A | 0.68932 | 101.6191 | indonesia
pt dian swastatika sentosa tbk | 50 | subcritical | operating | 2007 | N/A | N/A | -6.3855 | 107.3436 | indonesia
pt pln nusantara power | 660 | subcritical | operating | 2012 | N/A | N/A | -7.711 | 113.5707 | indonesia
pt pln nusantara power | 660 | subcritical | cancelled | N/A | N/A | N/A | -7.711 | 113.5707 | indonesia
pt pln nusantara power | 400 | subcritical | operating | 1994 | N/A | 2030 | -7.7147 | 113.585 | indonesia
pt pln nusantara power | 400 | subcritical | operating | 1993 | N/A | N/A | -7.7147 | 113.585 | indonesia
pt aneka tambang tbk | 30 | subcritical | operating | 2016 | N/A | N/A | -4.1799 | 121.5929 | indonesia
pt aneka tambang tbk | 30 | subcritical | operating | 2016 | N/A | N/A | -4.1799 | 121.5929 | indonesia
pt obi nickel cobalt | 380 | unknown | operating | 2024 | N/A | N/A | -1.5614 | 127.421 | indonesia
pt obi nickel cobalt | 380 | unknown | construction | N/A | N/A | N/A | -1.5614 | 127.421 | indonesia
pt obi nickel cobalt | 380 | unknown | construction | N/A | N/A | N/A | -1.5614 | 127.421 | indonesia
pt obi nickel cobalt | 380 | unknown | construction | N/A | N/A | N/A | -1.5614 | 127.421 | indonesia
pt halmahera persada lygend | 150 | unknown | operating | 2023 | N/A | N/A | -1.5614 | 127.421 | indonesia
pt halmahera persada lygend | 150 | unknown | operating | 2022 | N/A | N/A | -1.5614 | 127.421 | indonesia
pt halmahera persada lygend | 150 | unknown | operating | 2023 | N/A | N/A | -1.5614 | 127.421 | indonesia
pt halmahera persada lygend | 150 | unknown | operating | 2023 | N/A | N/A | -1.5614 | 127.421 | indonesia
pt halmahera persada lygend | 150 | unknown | operating | 2023 | N/A | N/A | -1.5614 | 127.421 | indonesia
pt halmahera persada lygend | 30 | unknown | operating | 2020 | N/A | N/A | -1.5361 | 127.416 | indonesia
pt halmahera persada lygend | 30 | unknown | operating | 2021 | N/A | N/A | -1.5361 | 127.416 | indonesia
pt halmahera persada lygend | 60 | unknown | construction | N/A | N/A | N/A | -1.5361 | 127.416 | indonesia
pt baoshuo taman industry investment group | 117 | unknown | operating | 2024 | N/A | N/A | -2.2875 | 121.772 | indonesia
pt baoshuo taman industry investment group | 117 | unknown | construction | 2024 | N/A | N/A | -2.2875 | 121.772 | indonesia
pt baoshuo taman industry investment group | 116 | unknown | construction | 2024 | N/A | N/A | -2.2875 | 121.772 | indonesia
tianshan alumina pt | 160 | unknown | pre-permit | N/A | N/A | N/A | -0.55415 | 104.4297 | indonesia
pt bosowa makassar | 135 | subcritical | operating | 2018 | N/A | N/A | -5.6179 | 119.5512 | indonesia
pt bosowa makassar | 135 | subcritical | operating | 2018 | N/A | N/A | -5.6179 | 119.5512 | indonesia
pt bosowa makassar | 125 | subcritical | operating | 2011 | N/A | N/A | -5.6179 | 119.5512 | indonesia
pt bosowa makassar | 125 | subcritical | operating | 2011 | N/A | N/A | -5.6179 | 119.5512 | indonesia
pt pln (persero) | 30 | subcritical | operating | 2006 | N/A | N/A | -6.5539 | 107.4137 | indonesia
pt pln (persero) | 30 | subcritical | operating | 2006 | N/A | N/A | -6.5539 | 107.4137 | indonesia
pt metal smeltindo selaras | 65 | unknown | operating | 2022 | N/A | N/A | -3.0404 | 122.2616 | indonesia
pt metal smeltindo selaras | 65 | unknown | operating | 2022 | N/A | N/A | -3.0404 | 122.2616 | indonesia
pt metal smeltindo selaras | 65 | unknown | cancelled | N/A | N/A | N/A | -3.0404 | 122.2616 | indonesia
pt metal smeltindo selaras | 65 | unknown | cancelled | N/A | N/A | N/A | -3.0404 | 122.2616 | indonesia
pt metal smeltindo selaras | 65 | unknown | cancelled | N/A | N/A | N/A | -3.0404 | 122.2616 | indonesia
pt metal smeltindo selaras | 65 | unknown | cancelled | N/A | N/A | N/A | -3.0404 | 122.2616 | indonesia
pt pln (persero) | 315 | subcritical | operating | 2011 | N/A | N/A | -6.636 | 111.4749 | indonesia
pt pln (persero) | 315 | subcritical | operating | 2011 | N/A | N/A | -6.636 | 111.4749 | indonesia
pt bukit asam tbk | 300 | subcritical | cancelled | N/A | N/A | N/A | -0.52622 | 101.969 | indonesia
pt pln (persero) | 300 | subcritical | cancelled | N/A | N/A | N/A | -0.52622 | 101.969 | indonesia
pt pln (persero) | 300 | subcritical | cancelled | N/A | N/A | N/A | -0.52622 | 101.969 | indonesia
pt bukit asam tbk | 300 | subcritical | cancelled | N/A | N/A | N/A | -0.52622 | 101.969 | indonesia
pt pln nusantara power | 150 | unknown | cancelled | 2028 | N/A | N/A | -0.35 | 102.5331 | indonesia
pt samantaka batubara | 150 | unknown | cancelled | 2028 | N/A | N/A | -0.35 | 102.5331 | indonesia
pt pln nusantara power | 150 | unknown | cancelled | 2028 | N/A | N/A | -0.35 | 102.5331 | indonesia
pt samantaka batubara | 150 | unknown | cancelled | 2028 | N/A | N/A | -0.35 | 102.5331 | indonesia
pt gh emm indonesia | 150 | subcritical | operating | 2013 | N/A | N/A | -3.4014 | 104.1186 | indonesia
pt gh emm indonesia | 150 | subcritical | operating | 2013 | N/A | N/A | -3.4014 | 104.1186 | indonesia
pt lontar papyrus pulp & paper industry | 37 | subcritical | operating | 1994 | N/A | N/A | -1.0069 | 103.0821 | indonesia
pt lontar papyrus pulp & paper industry | 37 | subcritical | operating | 1994 | N/A | N/A | -1.0069 | 103.0821 | indonesia
pt lontar papyrus pulp & paper industry | 37 | subcritical | operating | 1994 | N/A | N/A | -1.0069 | 103.0821 | indonesia
pt lontar papyrus pulp & paper industry | 100 | subcritical | operating | 2017 | N/A | N/A | -1.0069 | 103.0821 | indonesia
pt dian swastatika sentosa tbk | 200 | subcritical | cancelled | N/A | N/A | N/A | -1.61 | 101.91 | indonesia
pt dian swastatika sentosa tbk | 200 | subcritical | cancelled | N/A | N/A | N/A | -1.61 | 101.91 | indonesia
pt oki pulp & paper mills | 125 | subcritical | cancelled | N/A | N/A | N/A | -2.7504 | 105.2782 | indonesia
pt oki pulp & paper mills | 125 | subcritical | cancelled | N/A | N/A | N/A | -2.7504 | 105.2782 | indonesia
pt oki pulp & paper mills | 125 | subcritical | cancelled | N/A | N/A | N/A | -2.7504 | 105.2782 | indonesia
pt oki pulp & paper mills | 125 | subcritical | cancelled | N/A | N/A | N/A | -2.7504 | 105.2782 | indonesia
jgc corp | 50 | unknown | cancelled | N/A | N/A | N/A | -0.86667 | 131.25 | indonesia
jgc corp | 1000 | unknown | cancelled | N/A | N/A | N/A | -0.86667 | 131.25 | indonesia
pt walsin nickel industrial indonesia | 350 | unknown | construction | N/A | N/A | N/A | -2.8679 | 122.1771 | indonesia
lsi (印尼永恒冶炼有限公司) | 350 | unknown | operating | 2022 | N/A | N/A | -2.8679 | 122.1771 | indonesia
indonesia huaqing aluminum co ltd | 380 | unknown | construction | N/A | N/A | N/A | -2.8679 | 122.1771 | indonesia
indonesia wanjia ferro nickel co ltd | 380 | supercritical | operating | 2023 | N/A | N/A | -2.869 | 122.1719 | indonesia
indonesia zhaohui ferro nickel co ltd | 380 | supercritical | operating | 2023 | N/A | N/A | -2.869 | 122.1719 | indonesia
pt sulawesi mining investment | 380 | supercritical | operating | 2023 | N/A | N/A | -2.869 | 122.1719 | indonesia
pt sulawesi mining investment | 380 | supercritical | operating | 2023 | N/A | N/A | -2.8688 | 122.1693 | indonesia
pt sulawesi mining investment | 380 | supercritical | operating | 2024 | N/A | N/A | -2.8688 | 122.1693 | indonesia
pt sulawesi mining investment | 380 | supercritical | operating | 2024 | N/A | N/A | -2.8688 | 122.1693 | indonesia
pt indonesia tsingshan stainless steel | 350 | unknown | operating | 2017 | N/A | N/A | -2.8295 | 122.1551 | indonesia
pt indonesia tsingshan stainless steel | 350 | unknown | operating | 2017 | N/A | N/A | -2.8295 | 122.1551 | indonesia
pt indonesia guang ching nickel and stainless steel industry | 150 | unknown | operating | 2016 | N/A | N/A | -2.8274 | 122.1553 | indonesia
pt indonesia guang ching nickel and stainless steel industry | 150 | unknown | operating | 2020 | N/A | N/A | -2.8274 | 122.1553 | indonesia
pt sulawesi mining investment | 65 | unknown | operating | 2015 | N/A | N/A | -2.8256 | 122.1554 | indonesia
pt sulawesi mining investment | 65 | unknown | operating | 2015 | N/A | N/A | -2.8256 | 122.1554 | indonesia
pt indonesia tsingshan stainless steel | 350 | unknown | operating | 2019 | N/A | N/A | -2.8274 | 122.1553 | indonesia
pt indonesia tsingshan stainless steel | 350 | unknown | operating | 2019 | N/A | N/A | -2.8274 | 122.1553 | indonesia
indonesia morowali power co | 250 | unknown | operating | 2020 | N/A | N/A | -2.8274 | 122.1553 | indonesia
pt star vyobros | 100 | subcritical | cancelled | N/A | N/A | N/A | -4.8 | 119.9 | indonesia
bharat heavy electricals ltd | 100 | subcritical | cancelled | N/A | N/A | N/A | -4.8 | 119.9 | indonesia
pt pln (persero) | 200 | unknown | cancelled | 2023 | N/A | N/A | -3.8215 | 121.9721 | indonesia
pt pln (persero) | 200 | unknown | cancelled | 2024 | N/A | N/A | -3.8215 | 121.9721 | indonesia
to be determined | 200 | unknown | cancelled | 2023 | N/A | N/A | -3.8145 | 122.4478 | indonesia
to be determined | 200 | unknown | cancelled | 2024 | N/A | N/A | -3.8145 | 122.4478 | indonesia
pt gorontalo listrik perdana | 50 | subcritical | operating | 2022 | N/A | N/A | 0.9427 | 122.9416 | indonesia
pt gorontalo listrik perdana | 50 | subcritical | operating | 2022 | N/A | N/A | 0.9427 | 122.9416 | indonesia
to be determined | 100 | subcritical | cancelled | 2027 | N/A | N/A | 1.1857 | 124.4749 | indonesia
to be determined | 100 | subcritical | cancelled | 2028 | N/A | N/A | 1.1857 | 124.4749 | indonesia
to be determined | 50 | subcritical | cancelled | 2024 | N/A | N/A | 0.8687 | 123.9643 | indonesia
to be determined | 50 | subcritical | cancelled | 2025 | N/A | N/A | 0.8687 | 123.9643 | indonesia
to be determined | 200 | subcritical | cancelled | N/A | N/A | N/A | -5.7001 | 119.7258 | indonesia
to be determined | 200 | subcritical | cancelled | N/A | N/A | N/A | -5.7001 | 119.7258 | indonesia
pt pln (persero) | 50 | subcritical | construction | 2024 | N/A | N/A | 0.89018 | 123.4701 | indonesia
pt pln (persero) | 50 | subcritical | construction | 2024 | N/A | N/A | 0.89018 | 123.4701 | indonesia
pt minahasa cahaya lestari | 50 | subcritical | operating | 2021 | N/A | N/A | 1.3743 | 125.0855 | indonesia
pt minahasa cahaya lestari | 50 | subcritical | operating | 2021 | N/A | N/A | 1.3743 | 125.0855 | indonesia
pt sumbagsel energi sakti pewali | 150 | unknown | construction | 2026 | N/A | N/A | -4.1059 | 103.9947 | indonesia
pt sumbagsel energi sakti pewali | 150 | unknown | construction | 2026 | N/A | N/A | -4.1059 | 103.9947 | indonesia
pt pln (persero) | 115 | subcritical | cancelled | N/A | N/A | N/A | 1.7176 | 98.7265 | indonesia
pt pln (persero) | 115 | subcritical | cancelled | N/A | N/A | N/A | 1.7176 | 98.7265 | indonesia
to be determined | 50 | subcritical | cancelled | 2023 | N/A | N/A | -8.748 | 117.9577 | indonesia
to be determined | 50 | subcritical | cancelled | 2024 | N/A | N/A | -8.748 | 117.9577 | indonesia
china shenhua energy co ltd | 150 | subcritical | construction | 2024 | N/A | N/A | -3.4767 | 103.9992 | indonesia
pt lion power energy | 150 | subcritical | construction | 2024 | N/A | N/A | -3.4767 | 103.9992 | indonesia
china shenhua energy co ltd | 150 | subcritical | construction | 2024 | N/A | N/A | -3.4767 | 103.9992 | indonesia
pt lion power energy | 150 | subcritical | construction | 2024 | N/A | N/A | -3.4767 | 103.9992 | indonesia
to be determined | 300 | subcritical | cancelled | N/A | N/A | N/A | -2.75 | 103.8333 | indonesia
to be determined | 300 | subcritical | cancelled | N/A | N/A | N/A | -2.75 | 103.8333 | indonesia
pt dian swastatika sentosa tbk | 150 | subcritical | operating | 2016 | N/A | 2041 | -2.1563 | 103.7553 | indonesia
pt dian swastatika sentosa tbk | 150 | subcritical | operating | 2016 | N/A | 2041 | -2.1563 | 103.7553 | indonesia
pt dian swastatika sentosa tbk | 350 | unknown | cancelled | 2023 | N/A | N/A | -2.1563 | 103.7553 | indonesia
pt bukit asam tbk | 300 | subcritical | cancelled | 2027 | N/A | N/A | -2.3558 | 103.4434 | indonesia
pt bukit asam tbk | 300 | subcritical | cancelled | N/A | N/A | N/A | -2.3558 | 103.4434 | indonesia
madhucon shiwajaya power | 150 | subcritical | cancelled | N/A | N/A | N/A | -2.604 | 103.914 | indonesia
madhucon shiwajaya power | 150 | subcritical | cancelled | N/A | N/A | N/A | -2.604 | 103.914 | indonesia
pt mabar elektrindo | 150 | subcritical | shelved | 2026 | N/A | N/A | 3.7803 | 98.6369 | indonesia
pt mabar elektrindo | 150 | subcritical | shelved | 2026 | N/A | N/A | 3.7803 | 98.6369 | indonesia
pt tanjung power indonesia | 100 | subcritical | operating | 2019 | N/A | N/A | -2.1634 | 115.4408 | indonesia
pt tanjung power indonesia | 100 | subcritical | operating | 2019 | N/A | N/A | -2.1634 | 115.4408 | indonesia
pt makmur sejahtera wisesa | 30 | CFB | operating | 2013 | N/A | N/A | -2.1586 | 115.4459 | indonesia
pt makmur sejahtera wisesa | 30 | CFB | operating | 2013 | N/A | N/A | -2.1586 | 115.4459 | indonesia
pt pln (persero) | 100 | subcritical | operating | 2017 | N/A | N/A | -5.6236 | 119.5508 | indonesia
pt pln (persero) | 100 | subcritical | operating | 2018 | N/A | N/A | -5.6236 | 119.5508 | indonesia
pt pln (persero) | 350 | subcritical | operating | 2012 | N/A | N/A | -6.8105 | 111.9955 | indonesia
pt pln (persero) | 350 | subcritical | operating | 2013 | N/A | N/A | -6.8105 | 111.9955 | indonesia
pt bakrie power | 330 | unknown | cancelled | 2025 | N/A | N/A | -6.7685 | 108.6452 | indonesia
pt tanjung jati power co | 330 | unknown | cancelled | 2025 | N/A | N/A | -6.7685 | 108.6452 | indonesia
pt tanjung jati power co | 330 | unknown | cancelled | 2026 | N/A | N/A | -6.7685 | 108.6452 | indonesia
pt bakrie power | 330 | unknown | cancelled | 2026 | N/A | N/A | -6.7685 | 108.6452 | indonesia
pt central java power | 660 | subcritical | operating | 2006 | N/A | N/A | -6.4448 | 110.7435 | indonesia
pt central java power | 660 | subcritical | operating | 2006 | N/A | N/A | -6.4448 | 110.7435 | indonesia
pt central java power | 660 | subcritical | operating | 2011 | N/A | N/A | -6.446 | 110.7423 | indonesia
pt central java power | 660 | subcritical | operating | 2012 | N/A | N/A | -6.446 | 110.7423 | indonesia
pt bhumi jati power | 1000 | ultra-supercritical | operating | 2022 | N/A | N/A | -6.4465 | 110.7424 | indonesia
pt bhumi jati power | 1000 | ultra-supercritical | operating | 2022 | N/A | N/A | -6.4465 | 110.7424 | indonesia
pt tanjung kasam power | 65 | subcritical | operating | 2012 | N/A | N/A | 1.0441 | 104.1357 | indonesia
pt tanjung kasam power | 65 | subcritical | operating | 2012 | N/A | N/A | 1.0441 | 104.1357 | indonesia
pt pln (persero) | 200 | subcritical | cancelled | N/A | N/A | N/A | 4.1102 | 98.2191 | indonesia
pt pln (persero) | 200 | subcritical | cancelled | N/A | N/A | N/A | 4.1102 | 98.2191 | indonesia
pt pln (persero) | 100 | subcritical | operating | 2008 | N/A | N/A | -5.5212 | 105.3535 | indonesia
pt pln (persero) | 100 | subcritical | operating | 2007 | N/A | N/A | -5.5212 | 105.3535 | indonesia
pt pln (persero) | 300 | subcritical | cancelled | 2022 | N/A | N/A | -5.5212 | 105.3535 | indonesia
pt pln (persero) | 200 | subcritical | cancelled | N/A | N/A | N/A | 3.3 | 117.6333 | indonesia
pt pln (persero) | 112 | CFB | operating | 2013 | N/A | 2060 | -1.0765 | 100.3724 | indonesia
pt pln (persero) | 112 | CFB | operating | 2013 | N/A | 2060 | -1.0765 | 100.3724 | indonesia
pt timah tbk | 150 | subcritical | cancelled | N/A | N/A | N/A | -3.5395 | 103.7548 | indonesia
pt timah tbk | 150 | subcritical | cancelled | N/A | N/A | N/A | -3.5395 | 103.7548 | indonesia
pt pln (persero) | 50 | subcritical | construction | 2023 | N/A | N/A | -10.352 | 123.4599 | indonesia
pt pln (persero) | 50 | subcritical | construction | 2023 | N/A | N/A | -10.352 | 123.4599 | indonesia
to be determined | 50 | subcritical | cancelled | 2026 | N/A | N/A | -10.3574 | 123.4593 | indonesia
to be determined | 50 | subcritical | cancelled | N/A | N/A | N/A | -10.3574 | 123.4593 | indonesia
pt pabrik kertas tjiwi kimia tbk | 35 | subcritical | operating | 1992 | N/A | N/A | -7.4368 | 112.4688 | indonesia
pt pabrik kertas tjiwi kimia tbk | 35 | subcritical | operating | 1993 | N/A | N/A | -7.4368 | 112.4688 | indonesia
pt pabrik kertas tjiwi kimia tbk | 70 | unknown | operating | 1996 | N/A | N/A | -7.4368 | 112.4688 | indonesia
pt pabrik kertas tjiwi kimia tbk | 90 | unknown | operating | 2015 | N/A | N/A | -7.4368 | 112.4688 | indonesia
pt semen gresik | 35 | subcritical | operating | 2013 | N/A | N/A | -4.8167 | 119.5017 | indonesia
pt semen gresik | 35 | subcritical | operating | 2013 | N/A | N/A | -4.8167 | 119.5017 | indonesia
pt wanxiang steel indonesia | 65 | unknown | operating | 2022 | N/A | N/A | -2.731 | 122.0306 | indonesia
pt wanxiang steel indonesia | 65 | unknown | operating | 2022 | N/A | N/A | -2.731 | 122.0306 | indonesia
pt weda bay energi | 250 | supercritical | operating | 2020 | N/A | N/A | 0.47889 | 127.9842 | indonesia
pt indonesia weda bay industrial park | 380 | supercritical | operating | 2023 | N/A | N/A | 0.47616 | 128.0081 | indonesia
pt indonesia weda bay industrial park | 380 | supercritical | operating | 2023 | N/A | N/A | 0.47616 | 128.0081 | indonesia
pt indonesia weda bay industrial park | 380 | supercritical | construction | 2024 | N/A | N/A | 0.47616 | 128.0081 | indonesia
pt indonesia weda bay industrial park | 380 | supercritical | construction | 2024 | N/A | N/A | 0.47616 | 128.0081 | indonesia
pt indonesia weda bay industrial park | 380 | supercritical | construction | 2024 | N/A | N/A | 0.47616 | 128.0081 | indonesia
pt yashi indonesia investment | 250 | supercritical | operating | 2020 | N/A | N/A | 0.47889 | 127.9842 | indonesia
pt youshan nickel | 250 | supercritical | operating | 2021 | N/A | N/A | 0.47889 | 127.9842 | indonesia
pt libai indonesia metal co | 250 | supercritical | operating | 2021 | N/A | N/A | 0.47889 | 127.9842 | indonesia
pt huayue nickel cobalt | 250 | supercritical | operating | 2022 | N/A | N/A | 0.47889 | 127.9842 | indonesia
pt huake nickel indonesia | 250 | supercritical | operating | 2022 | N/A | N/A | 0.47889 | 127.9842 | indonesia
pt sunny metal industry | 380 | supercritical | operating | 2022 | N/A | N/A | 0.47889 | 127.9842 | indonesia
pt angel nickel industry | 380 | supercritical | operating | 2022 | N/A | N/A | 0.47889 | 127.9842 | indonesia
pt angel nickel industry | 380 | supercritical | operating | 2023 | N/A | N/A | 0.47889 | 127.9842 | indonesia
pt megah surya pertiwi | 38 | unknown | operating | 2017 | N/A | N/A | -1.5305 | 127.419 | indonesia
pt megah surya pertiwi | 38 | unknown | operating | 2017 | N/A | N/A | -1.5305 | 127.419 | indonesia
pt megah surya pertiwi | 38 | unknown | operating | 2017 | N/A | N/A | -1.5305 | 127.419 | indonesia
pt megah surya pertiwi | 65 | unknown | cancelled | N/A | N/A | N/A | -1.5305 | 127.419 | indonesia
pt megah surya pertiwi | 65 | unknown | cancelled | N/A | N/A | N/A | -1.5305 | 127.419 | indonesia
xinyi glass holdings ltd | 2500 | unknown | announced | N/A | N/A | N/A | 0.86008 | 104.1801 | indonesia
iranian electricity production, transmission and distribution management jsc | 325 | unknown | construction | 2024 | N/A | N/A | 33.2278 | 56.2413 | iran
iranian electricity production, transmission and distribution management jsc | 325 | unknown | construction | 2024 | N/A | N/A | 33.2278 | 56.2413 | iran
electricity supply board | 305 | subcritical | operating | 1985 | N/A | 2025 | 52.608 | -9.4243 | ireland
electricity supply board | 305 | subcritical | operating | 1986 | N/A | 2025 | 52.608 | -9.4243 | ireland
electricity supply board | 305 | subcritical | operating | 1987 | N/A | 2025 | 52.608 | -9.4243 | ireland
israel electric corp ltd | 375 | subcritical | operating | 1982 | N/A | 2025 | 32.4699 | 34.8863 | israel
israel electric corp ltd | 375 | subcritical | operating | 1981 | N/A | 2025 | 32.4699 | 34.8863 | israel
israel electric corp ltd | 375 | subcritical | operating | 1983 | N/A | 2025 | 32.4699 | 34.8863 | israel
israel electric corp ltd | 375 | subcritical | operating | 1984 | N/A | 2025 | 32.4699 | 34.8863 | israel
israel electric corp ltd | 575 | subcritical | operating | 1995 | N/A | 2026 | 32.4699 | 34.8863 | israel
israel electric corp ltd | 575 | subcritical | operating | 1996 | N/A | 2026 | 32.4699 | 34.8863 | israel
israel electric corp ltd | 630 | unknown | cancelled | N/A | N/A | N/A | 31.6307 | 34.5202 | israel
israel electric corp ltd | 630 | unknown | cancelled | N/A | N/A | N/A | 31.6307 | 34.5202 | israel
israel electric corp ltd | 575 | subcritical | retired | 1991 | 2022 | N/A | 31.6307 | 34.5202 | israel
israel electric corp ltd | 575 | subcritical | operating | 1990 | N/A | 2026 | 31.6307 | 34.5202 | israel
israel electric corp ltd | 550 | subcritical | operating | 2001 | N/A | 2026 | 31.6307 | 34.5202 | israel
israel electric corp ltd | 550 | subcritical | operating | 2000 | N/A | 2026 | 31.6307 | 34.5202 | israel
enel spa | 165 | subcritical | retired | 1964 | 2021 | N/A | 45.4314 | 12.2468 | italy
enel spa | 171 | subcritical | retired | 1969 | 2021 | N/A | 45.4314 | 12.2468 | italy
enel spa | 320 | subcritical | retired | 1974 | 2023 | N/A | 45.4314 | 12.2468 | italy
enel spa | 320 | subcritical | retired | 1974 | 2023 | N/A | 45.4314 | 12.2468 | italy
a2a spa | 75 | unknown | retired | 1988 | 2020 | N/A | 45.5164 | 10.2122 | italy
edipower spa | 320 | subcritical | retired | 1969 | 2008 | N/A | 40.6441 | 17.9808 | italy
edipower spa | 320 | subcritical | retired | 1969 | 2008 | N/A | 40.6441 | 17.9808 | italy
edipower spa | 320 | subcritical | retired | 1979 | 2020 | N/A | 40.6441 | 17.9808 | italy
edipower spa | 320 | subcritical | retired | 1979 | 2020 | N/A | 40.6441 | 17.9808 | italy
enel spa | 660 | supercritical | operating | 1991 | N/A | 2025 | 40.5636 | 18.0322 | italy
enel spa | 660 | supercritical | retired | 1992 | 2020 | N/A | 40.5636 | 18.0322 | italy
enel spa | 660 | supercritical | operating | 1992 | N/A | 2025 | 40.5636 | 18.0322 | italy
enel spa | 660 | supercritical | operating | 1993 | N/A | 2025 | 40.5636 | 18.0322 | italy
enel spa | 70 | subcritical | retired | 1952 | 2014 | N/A | 44.4027 | 8.9042 | italy
enel spa | 70 | subcritical | retired | 1952 | 2014 | N/A | 44.4027 | 8.9042 | italy
enel spa | 155 | subcritical | retired | 1960 | 2017 | N/A | 44.4027 | 8.9042 | italy
eurallumina | 95 | unknown | cancelled | 2018 | N/A | N/A | 39.2069 | 8.3965 | italy
ep produzione spa | 320 | subcritical | operating | 1992 | N/A | 2025 | 40.8464 | 8.3072 | italy
ep produzione spa | 320 | subcritical | operating | 1993 | N/A | N/A | 40.8464 | 8.3072 | italy
ep produzione spa | 410 | supercritical | cancelled | 2016 | N/A | N/A | 40.8461 | 8.3068 | italy
enel spa | 600 | supercritical | retired | 1967 | 2021 | N/A | 44.1122 | 9.8842 | italy
a2a spa | 165 | subcritical | retired | 1965 | 2024 | N/A | 45.7979 | 13.5455 | italy
a2a spa | 171 | subcritical | retired | 1970 | 2024 | N/A | 45.7979 | 13.5455 | italy
a2a spa | 340 | supercritical | cancelled | N/A | N/A | N/A | 45.7979 | 13.5455 | italy
ottana energia spa | 140 | unknown | cancelled | N/A | N/A | N/A | 40.2336 | 9.0386 | italy
enel spa | 34 | subcritical | retired | 1958 | 2001 | N/A | 42.9954 | 12.1995 | italy
enel spa | 34 | subcritical | retired | 1958 | 2001 | N/A | 42.9954 | 12.1995 | italy
enel spa | 75 | subcritical | retired | 1989 | 2019 | N/A | 42.897 | 12.5383 | italy
enel spa | 75 | subcritical | retired | 1990 | 2019 | N/A | 42.897 | 12.5383 | italy
jsw steel ltd | 900 | unknown | cancelled | N/A | N/A | N/A | 42.9167 | 10.5333 | italy
enel spa | 70 | subcritical | retired | 1952 | 2015 | N/A | 45.4594 | 12.2318 | italy
enel spa | 70 | subcritical | retired | 1956 | 2015 | N/A | 45.4594 | 12.2318 | italy
enel spa | 660 | ultra-supercritical | cancelled | 2014 | N/A | N/A | 44.9497 | 12.3245 | italy
enel spa | 660 | ultra-supercritical | cancelled | 2014 | N/A | N/A | 44.9497 | 12.3245 | italy
enel spa | 660 | ultra-supercritical | cancelled | 2014 | N/A | N/A | 44.9497 | 12.3245 | italy
enel spa | 800 | supercritical | cancelled | 2012 | N/A | N/A | 39.6227 | 16.6067 | italy
sei spa | 660 | ultra-supercritical | cancelled | 2016 | N/A | N/A | 37.9349 | 15.725 | italy
sei spa | 660 | ultra-supercritical | cancelled | 2016 | N/A | N/A | 37.9349 | 15.725 | italy
enel spa | 125 | subcritical | retired | 1957 | 2004 | N/A | 43.565 | 11.4777 | italy
enel spa | 125 | subcritical | retired | 1958 | 2004 | N/A | 43.565 | 11.4777 | italy
enea sa | 350 | IGCC | cancelled | N/A | N/A | N/A | 39.1976 | 8.4015 | italy
enel spa | 350 | subcritical | operating | 2005 | N/A | 2028 | 39.1976 | 8.4015 | italy
enel spa | 240 | subcritical | operating | 1986 | N/A | 2025 | 39.1976 | 8.4015 | italy
enel spa | 660 | ultra-supercritical | operating | 2009 | N/A | 2025 | 42.1269 | 11.7583 | italy
enel spa | 660 | ultra-supercritical | operating | 2010 | N/A | 2025 | 42.1269 | 11.7583 | italy
enel spa | 660 | ultra-supercritical | operating | 2010 | N/A | 2025 | 42.1269 | 11.7583 | italy
tirreno power spa | 320 | subcritical | retired | 1970 | 2016 | N/A | 44.2755 | 8.4305 | italy
tirreno power spa | 330 | subcritical | retired | 1970 | 2016 | N/A | 44.2755 | 8.4305 | italy
tirreno power spa | 330 | subcritical | retired | 1971 | 2016 | N/A | 44.2755 | 8.4305 | italy
tirreno power spa | 460 | ultra-supercritical | cancelled | 2017 | N/A | N/A | 44.2755 | 8.4305 | italy
new fortress energy inc | 50 | subcritical | cancelled | N/A | N/A | N/A | 17.9311 | -77.2478 | jamaica
jiuquan iron and steel (group) co ltd | 1000 | unknown | cancelled | N/A | N/A | N/A | 17.9674 | -77.599 | jamaica
united company rusal pjsc | 90 | subcritical | cancelled | N/A | N/A | N/A | 18.1833 | -77.0833 | jamaica
marubeni corp | 325 | ultra-supercritical | cancelled | 2024 | N/A | N/A | 39.7186 | 140.1025 | japan
kansai electric power co | 325 | ultra-supercritical | cancelled | 2024 | N/A | N/A | 39.7186 | 140.1025 | japan
marubeni corp | 325 | ultra-supercritical | cancelled | 2024 | N/A | N/A | 39.7186 | 140.1025 | japan
kansai electric power co | 325 | ultra-supercritical | cancelled | 2024 | N/A | N/A | 39.7186 | 140.1025 | japan
sumitomo osaka cement co ltd | 102.5 | subcritical | operating | 1997 | N/A | N/A | 34.753 | 134.3643 | japan
kansai electric power co | 600 | supercritical | cancelled | N/A | N/A | N/A | 34.7517 | 134.3931 | japan
kansai electric power co | 600 | supercritical | cancelled | N/A | N/A | N/A | 34.7517 | 134.3931 | japan
chiba-sodegaura energy co ltd | 1000 | ultra-supercritical | cancelled | N/A | N/A | N/A | 35.4333 | 139.9736 | japan
chiba-sodegaura energy co ltd | 1000 | ultra-supercritical | cancelled | N/A | N/A | N/A | 35.4333 | 139.9736 | japan
energia power yamaguchi corp | 112 | subcritical | operating | 2019 | N/A | N/A | 34.0425 | 131.5848 | japan
daicel ohtake sangyo co ltd | 50 | CFB | operating | 2007 | N/A | N/A | 34.2149 | 132.242 | japan
daicel ohtake sangyo co ltd | 38.5 | CFB | operating | 2016 | N/A | N/A | 34.2149 | 132.242 | japan
daio paper corp | 89 | subcritical | operating | 1989 | N/A | N/A | 33.9895 | 133.5512 | japan
daio paper corp | 91 | subcritical | operating | 1992 | N/A | N/A | 33.9895 | 133.5512 | japan
daio paper corp | 73 | subcritical | operating | 1973 | N/A | N/A | 33.9895 | 133.5512 | japan
daio paper corp | 73 | subcritical | operating | 1974 | N/A | N/A | 33.9895 | 133.5512 | japan
daio paper corp | 30 | subcritical | operating | 1960 | N/A | N/A | 33.9895 | 133.5512 | japan
okinawa electric power co inc | 156 | subcritical | operating | 1994 | N/A | N/A | 26.3792 | 127.8757 | japan
okinawa electric power co inc | 156 | subcritical | operating | 1995 | N/A | N/A | 26.3792 | 127.8757 | japan
mitsubishi paper mills ltd | 35 | subcritical | retired | 1988 | 2019 | N/A | 40.568 | 141.4785 | japan
mitsubishi paper mills ltd | 55 | subcritical | retired | 1995 | 2019 | N/A | 40.568 | 141.4785 | japan
tohoku electric power co inc | 1000 | ultra-supercritical | operating | 1997 | N/A | N/A | 37.6657 | 141.0148 | japan
tohoku electric power co inc | 1000 | ultra-supercritical | operating | 1998 | N/A | N/A | 37.6657 | 141.0148 | japan
jera co inc | 700 | supercritical | operating | 1991 | N/A | N/A | 34.8346 | 136.9593 | japan
jera co inc | 700 | supercritical | operating | 1992 | N/A | N/A | 34.8346 | 136.9593 | japan
jera co inc | 700 | ultra-supercritical | operating | 1993 | N/A | N/A | 34.8346 | 136.9593 | japan
jera co inc | 1000 | ultra-supercritical | operating | 2001 | N/A | N/A | 34.8346 | 136.9593 | japan
jera co inc | 1000 | ultra-supercritical | operating | 2002 | N/A | N/A | 34.8346 | 136.9593 | japan
hibikinada thermal power plant | 112 | unknown | mothballed | 2019 | N/A | 2026 | 33.94 | 130.8306 | japan
hibikinida energy park llc | 112 | unknown | operating | 2018 | N/A | N/A | 33.94 | 130.7903 | japan
nippon steel stainless steel corp | 53 | subcritical | operating | 1989 | N/A | N/A | 33.9648 | 131.9353 | japan
nippon steel stainless steel corp | 53 | subcritical | operating | 1998 | N/A | N/A | 33.9648 | 131.9353 | japan
nippon steel corp | 149 | subcritical | operating | 1996 | N/A | N/A | 34.7878 | 134.6237 | japan
nippon steel corp | 149 | subcritical | operating | 1999 | N/A | N/A | 34.7878 | 134.6237 | japan
hirono igcc power gk | 543 | IGCC | operating | 2021 | N/A | N/A | 37.2327 | 141.0138 | japan
jera co inc | 600 | ultra-supercritical | operating | 2004 | N/A | N/A | 37.2327 | 141.0138 | japan
jera co inc | 600 | ultra-supercritical | operating | 2013 | N/A | N/A | 37.2327 | 141.0138 | japan
hitachinaka generation co ltd | 650 | ultra-supercritical | operating | 2021 | N/A | N/A | 36.4368 | 140.6138 | japan
jera co inc | 1000 | ultra-supercritical | operating | 2003 | N/A | N/A | 36.4368 | 140.6138 | japan
jera co inc | 1000 | ultra-supercritical | operating | 2013 | N/A | N/A | 36.4368 | 140.6138 | japan
hofu energy service co ltd | 36 | subcritical | operating | 2015 | N/A | N/A | 34.0395 | 131.5845 | japan
ichihara thermal power generation | 1000 | ultra-supercritical | cancelled | N/A | N/A | N/A | 35.5 | 140.1167 | japan
j-power co ltd | 156 | subcritical | operating | 1986 | N/A | N/A | 26.4307 | 127.8423 | japan
j-power co ltd | 156 | subcritical | operating | 1987 | N/A | N/A | 26.4307 | 127.8423 | japan
nippon paper industries co ltd | 98 | subcritical | operating | 1987 | N/A | N/A | 38.4188 | 141.2917 | japan
j-power co ltd | 600 | ultra-supercritical | operating | 2002 | N/A | N/A | 35.4028 | 139.6429 | japan
j-power co ltd | 600 | ultra-supercritical | operating | 2009 | N/A | N/A | 35.4028 | 139.6429 | japan
j-power co ltd | 265 | subcritical | retired | 1967 | 2001 | N/A | 35.4028 | 139.6429 | japan
j-power co ltd | 265 | subcritical | retired | 1969 | 2001 | N/A | 35.4028 | 139.6429 | japan
itoigawa power co | 149 | CFB | operating | 2001 | N/A | N/A | 37.0153 | 137.791 | japan
abl energy godo corp | 112 | subcritical | cancelled | N/A | N/A | N/A | 37.0505 | 140.8877 | japan
nippon paper group inc | 35 | subcritical | operating | 2007 | N/A | N/A | 34.1764 | 132.2354 | japan
nippon paper industries co ltd | 55 | subcritical | retired | 1969 | 2007 | N/A | 38.0898 | 140.8608 | japan
nippon paper industries co ltd | 65.8 | subcritical | operating | 1991 | N/A | N/A | 38.0898 | 140.8608 | japan
nippon paper industries co ltd | 45 | subcritical | operating | 2007 | N/A | N/A | 38.0898 | 140.8608 | japan
j-power co ltd | 1050 | ultra-supercritical | operating | 2000 | N/A | N/A | 33.8586 | 134.6513 | japan
j-power co ltd | 1050 | ultra-supercritical | operating | 2000 | N/A | N/A | 33.8586 | 134.6513 | japan
kaita biomass power co ltd | 112 | subcritical | operating | 2021 | N/A | N/A | 34.3651 | 132.5253 | japan
nippon steel corp | 149 | subcritical | operating | 2000 | N/A | N/A | 39.2686 | 141.8769 | japan
kamisu power corp | 112 | subcritical | operating | 2018 | N/A | N/A | 35.9074 | 140.7064 | japan
kyushu electric power co inc | 360 | supercritical | mothballed | 2001 | N/A | 2026 | 33.7872 | 130.9989 | japan
kashima power co ltd | 645 | ultra-supercritical | operating | 2020 | N/A | N/A | 35.9471 | 140.6887 | japan
kansai electric power co | 1000 | unknown | cancelled | N/A | N/A | N/A | 35.605 | 140.1233 | japan
okinawa electric power co inc | 220 | subcritical | operating | 2002 | N/A | N/A | 26.4466 | 127.9218 | japan
okinawa electric power co inc | 220 | subcritical | operating | 2003 | N/A | N/A | 26.4466 | 127.9218 | japan
kobelco power kobe inc | 700 | supercritical | operating | 2002 | N/A | N/A | 34.7032 | 135.2394 | japan
kobelco power kobe inc | 700 | supercritical | operating | 2004 | N/A | N/A | 34.7032 | 135.2394 | japan
kobelco power kobe 2 inc | 650 | ultra-supercritical | operating | 2022 | N/A | N/A | 34.7032 | 135.2394 | japan
kobelco power kobe 2 inc | 650 | ultra-supercritical | operating | 2023 | N/A | N/A | 34.7032 | 135.2394 | japan
sumitomo osaka cement co ltd | 61 | subcritical | operating | 1999 | N/A | N/A | 33.4034 | 133.3022 | japan
sumitomo osaka cement co ltd | 61 | subcritical | operating | 2005 | N/A | N/A | 33.4034 | 133.3022 | japan
kureha corp | 45 | subcritical | operating | 2006 | N/A | N/A | 36.9024 | 140.7772 | japan
nippon paper industries co ltd | 57 | subcritical | operating | 1986 | N/A | N/A | 43.0066 | 144.3586 | japan
nippon paper industries co ltd | 88 | subcritical | operating | 2004 | N/A | N/A | 43.0066 | 144.3586 | japan
kushiro power generation corp | 112 | subcritical | operating | 2020 | N/A | N/A | 42.9616 | 144.4055 | japan
ofunato power generation co ltd | 112 | subcritical | cancelled | N/A | N/A | N/A | 39.068 | 141.7252 | japan
kansai electric power co | 900 | ultra-supercritical | operating | 2004 | N/A | N/A | 35.5254 | 135.3456 | japan
kansai electric power co | 900 | ultra-supercritical | operating | 2010 | N/A | N/A | 35.5254 | 135.3456 | japan
marusumi paper co ltd | 44 | subcritical | operating | 1988 | N/A | N/A | 34.0084 | 133.5544 | japan
marusumi paper co ltd | 30 | subcritical | operating | 2016 | N/A | N/A | 34.0084 | 133.5544 | japan
j-power co ltd | 500 | IGCC | pre-permit | 2028 | N/A | N/A | 32.94 | 129.5972 | japan
j-power co ltd | 500 | supercritical | operating | 1981 | N/A | 2024 | 32.94 | 129.5972 | japan
j-power co ltd | 500 | supercritical | operating | 1981 | N/A | 2025 | 32.94 | 129.5972 | japan
j-power co ltd | 1000 | supercritical | operating | 1990 | N/A | 2031 | 33.3564 | 129.692 | japan
j-power co ltd | 1000 | ultra-supercritical | operating | 1997 | N/A | N/A | 33.3564 | 129.692 | japan
kyushu electric power co inc | 700 | supercritical | operating | 1989 | N/A | N/A | 33.3504 | 129.6832 | japan
kyushu electric power co inc | 1000 | ultra-supercritical | operating | 2019 | N/A | N/A | 33.3504 | 129.6832 | japan
mcm energy service kk | 43 | unknown | operating | 1987 | N/A | N/A | 34.0191 | 131.5135 | japan
meinan kyodo energy co | 31 | subcritical | operating | 2018 | N/A | N/A | 34.9906 | 136.8436 | japan
mitsui mining & smelting co ltd | 47.5 | subcritical | retired | 1983 | 2017 | N/A | 33.6 | 130.5833 | japan
miike power station corp | 175 | subcritical | operating | 1975 | N/A | N/A | 33.0083 | 130.4216 | japan
toshiba corp | 47.5 | subcritical | retired | 2005 | 2017 | N/A | 33.0199 | 130.4226 | japan
chugoku electric power co inc | 1000 | ultra-supercritical | operating | 1998 | N/A | N/A | 34.7808 | 131.9218 | japan
chugoku electric power co inc | 1000 | ultra-supercritical | operating | 2022 | N/A | N/A | 34.7797 | 131.9215 | japan
mitsubishi chemical corp | 73 | subcritical | operating | 2003 | N/A | N/A | 34.4333 | 132.75 | japan
mitsubishi materials corp | 40 | subcritical | operating | 1991 | N/A | N/A | 33.8005 | 130.9902 | japan
mitsubishi materials corp | 75 | subcritical | operating | 2007 | N/A | N/A | 33.8005 | 130.9902 | japan
mizushima energy center kk | 112 | subcritical | operating | 2017 | N/A | N/A | 34.5833 | 133.7667 | japan
chugoku electric power co inc | 156 | subcritical | retired | 1963 | 2023 | N/A | 34.5078 | 133.7445 | japan
nakayama nagoya kyodo hatsuden co ltd | 149 | subcritical | operating | 2000 | N/A | N/A | 34.844 | 136.9269 | japan
nakayama nagoya kyodo hatsuden co ltd | 110 | subcritical | operating | 2017 | N/A | N/A | 35.0659 | 136.8775 | japan
hokkaido electric power co inc | 175 | subcritical | mothballed | 1968 | N/A | 2027 | 43.4223 | 141.8442 | japan
hokkaido electric power co inc | 175 | subcritical | mothballed | 1970 | N/A | 2027 | 43.4223 | 141.8442 | japan
nakoso igcc power gk | 525 | IGCC | operating | 2021 | N/A | N/A | 36.9128 | 140.8128 | japan
joban joint power co ltd | 250 | IGCC | retired | 2013 | 2020 | N/A | 36.9128 | 140.8128 | japan
joban joint power co ltd | 250 | subcritical | operating | 1970 | N/A | N/A | 36.9128 | 140.8128 | japan
joban joint power co ltd | 600 | supercritical | operating | 1983 | N/A | N/A | 36.9128 | 140.8128 | japan
joban joint power co ltd | 600 | supercritical | operating | 1983 | N/A | N/A | 36.9128 | 140.8128 | japan
hokuriku electric power co | 500 | ultra-supercritical | operating | 1995 | N/A | N/A | 37.0664 | 137.0037 | japan
hokuriku electric power co | 700 | ultra-supercritical | operating | 1998 | N/A | N/A | 37.0664 | 137.0037 | japan
tosoh corp | 116 | subcritical | operating | 1974 | N/A | N/A | 34.0555 | 131.758 | japan
tosoh corp | 145 | subcritical | operating | 1989 | N/A | N/A | 34.0555 | 131.758 | japan
tosoh corp | 149 | subcritical | operating | 1999 | N/A | N/A | 34.0555 | 131.758 | japan
tosoh corp | 220 | subcritical | operating | 2008 | N/A | N/A | 34.0555 | 131.758 | japan
sumitomo joint electric power co ltd | 75 | subcritical | operating | 1959 | N/A | N/A | 33.9546 | 133.2492 | japan
sumitomo joint electric power co ltd | 75 | subcritical | operating | 1962 | N/A | N/A | 33.9546 | 133.2492 | japan
sumitomo joint electric power co ltd | 150 | subcritical | operating | 2008 | N/A | N/A | 33.9546 | 133.2492 | japan
nippon paper group inc | 112 | subcritical | cancelled | N/A | N/A | N/A | 39.7417 | 140.0586 | japan
nippon steel corp | 522 | supercritical | operating | 2007 | N/A | N/A | 35.9471 | 140.6887 | japan
nippon steel corp | 330 | subcritical | operating | 2002 | N/A | N/A | 33.2691 | 131.6494 | japan
asahi kasei ns energy co | 50 | subcritical | operating | 2006 | N/A | N/A | 32.5724 | 131.673 | japan
asahi kasei ns energy co | 60 | subcritical | operating | 2018 | N/A | N/A | 32.5724 | 131.673 | japan
tohoku electric power co inc | 600 | supercritical | operating | 1993 | N/A | N/A | 40.191 | 139.9896 | japan
tohoku electric power co inc | 600 | ultra-supercritical | operating | 1994 | N/A | N/A | 40.191 | 139.9896 | japan
tohoku electric power co inc | 600 | ultra-supercritical | operating | 2020 | N/A | N/A | 40.1912 | 139.9911 | japan
nippon steel corp | 145 | subcritical | operating | 2001 | N/A | N/A | 42.3507 | 140.993 | japan
sumitomo joint electric power co ltd | 250 | subcritical | operating | 1975 | N/A | N/A | 33.934 | 133.1154 | japan
kyushu electric power co inc | 66 | subcritical | retired | 1957 | 2004 | N/A | 32.969 | 129.9319 | japan
kyushu electric power co inc | 156 | subcritical | retired | 1957 | 2004 | N/A | 32.969 | 129.9319 | japan
diamond power corp | 200 | subcritical | cancelled | N/A | N/A | N/A | 36.9478 | 140.8937 | japan
diamond power corp | 200 | subcritical | cancelled | N/A | N/A | N/A | 36.9478 | 140.8937 | japan
osaki coolgen corp | 166 | IGCC | operating | 2017 | N/A | N/A | 34.2591 | 132.8723 | japan
chugoku electric power co inc | 259 | subcritical | mothballed | 2000 | N/A | N/A | 34.259 | 132.8732 | japan
kyushu electric power co inc | 700 | supercritical | operating | 1995 | N/A | N/A | 32.4851 | 130.0421 | japan
kyushu electric power co inc | 700 | ultra-supercritical | operating | 2003 | N/A | N/A | 32.4851 | 130.0421 | japan
rengo co ltd | 37.8 | subcritical | operating | 2015 | N/A | 2026 | 36.2131 | 136.2413 | japan
shikoku electric power co inc | 156 | subcritical | retired | 1965 | 2022 | N/A | 33.9331 | 133.1686 | japan
shikoku electric power co inc | 500 | ultra-supercritical | operating | 2023 | N/A | N/A | 33.9327 | 133.1677 | japan
shikoku electric power co inc | 250 | subcritical | operating | 1970 | N/A | N/A | 33.9331 | 133.1686 | japan
sakata kyodo power co ltd | 350 | subcritical | operating | 1977 | N/A | N/A | 38.9674 | 139.8322 | japan
sakata kyodo power co ltd | 350 | subcritical | operating | 1978 | N/A | N/A | 38.9674 | 139.8322 | japan
kanden energy solution co inc | 56 | subcritical | operating | 2017 | N/A | N/A | 38.2681 | 141.0092 | japan
enex electric power co ltd | 56 | subcritical | operating | 2017 | N/A | N/A | 38.2681 | 141.0092 | japan
sumitomo corp | 112 | subcritical | cancelled | N/A | N/A | N/A | 38.2682 | 140.8694 | japan
tohoku electric power co inc | 175 | subcritical | retired | 1959 | 2007 | N/A | 38.3178 | 141.0745 | japan
tohoku electric power co inc | 175 | subcritical | retired | 1960 | 2007 | N/A | 38.3178 | 141.0745 | japan
tohoku electric power co inc | 175 | subcritical | retired | 1962 | 2004 | N/A | 38.3178 | 141.0745 | japan
shikoku electric power co inc | 700 | ultra-supercritical | operating | 2000 | N/A | N/A | 33.8642 | 134.6546 | japan
chugoku electric power co inc | 175 | subcritical | retired | 1980 | 2024 | N/A | 34.0019 | 131.001 | japan
chugoku electric power co inc | 500 | supercritical | operating | 1986 | N/A | N/A | 33.969 | 131.1634 | japan
chugoku electric power co inc | 500 | supercritical | operating | 1987 | N/A | N/A | 33.969 | 131.1634 | japan
soma kyodo power co ltd | 1000 | supercritical | operating | 1994 | N/A | N/A | 37.8411 | 140.9462 | japan
soma kyodo power co ltd | 1000 | supercritical | operating | 1995 | N/A | N/A | 37.8411 | 140.9462 | japan
mc shiohama energy service co | 34 | subcritical | operating | 2008 | N/A | N/A | 34.9411 | 136.632 | japan
chiba power | 1070 | ultra-supercritical | cancelled | N/A | N/A | N/A | 35.605 | 140.1233 | japan
soma energy park gk | 112 | subcritical | operating | 2018 | N/A | N/A | 37.8316 | 140.942 | japan
soma kyodo power co ltd | 112 | subcritical | cancelled | N/A | N/A | N/A | 37.8318 | 140.9406 | japan
soma kyodo power co ltd | 1000 | unknown | cancelled | N/A | N/A | N/A | 37.8753 | 140.9219 | japan
summit onahama s power corp | 50 | subcritical | retired | 2004 | 2024 | N/A | 36.23 | 140.28 | japan
hokkaido electric power co inc | 125 | subcritical | operating | 1977 | N/A | 2027 | 43.4647 | 141.8912 | japan
hokkaido electric power co inc | 125 | subcritical | operating | 1982 | N/A | 2027 | 43.4647 | 141.8912 | japan
mitsubishi corporation power ltd | 112 | subcritical | retired | 2016 | 2022 | N/A | 35.1433 | 138.7143 | japan
taiheiyo cement corp | 47.6 | subcritical | operating | 1993 | N/A | N/A | 41.8185 | 140.6317 | japan
taiheiyo cement corp | 49.5 | subcritical | operating | 1996 | N/A | N/A | 35.9087 | 139.3441 | japan
j-power co ltd | 600 | ultra-supercritical | cancelled | N/A | N/A | N/A | 34.754 | 134.7664 | japan
j-power co ltd | 600 | ultra-supercritical | cancelled | N/A | N/A | N/A | 34.754 | 134.7664 | japan
j-power co ltd | 250 | subcritical | operating | 1968 | N/A | 2031 | 34.754 | 134.7664 | japan
j-power co ltd | 250 | subcritical | operating | 1969 | N/A | 2031 | 34.754 | 134.7664 | japan
j-power co ltd | 600 | ultra-supercritical | operating | 2020 | N/A | N/A | 34.3373 | 132.9572 | japan
j-power co ltd | 250 | subcritical | retired | 1967 | 2018 | N/A | 34.3373 | 132.9572 | japan
j-power co ltd | 350 | subcritical | retired | 1974 | 2019 | N/A | 34.3373 | 132.9572 | japan
j-power co ltd | 700 | supercritical | operating | 1983 | N/A | 2031 | 34.3373 | 132.9572 | japan
jera co inc | 1070 | ultra-supercritical | operating | 2022 | N/A | N/A | 34.845 | 136.9617 | japan
tobata co-operative thermal power co inc | 156.3 | subcritical | operating | 2004 | N/A | N/A | 33.9278 | 130.8471 | japan
tobata co-operative thermal power co inc | 110 | subcritical | operating | 2010 | N/A | N/A | 33.9264 | 130.8474 | japan
tobata co-operative thermal power co inc | 149 | subcritical | operating | 1999 | N/A | N/A | 33.9264 | 130.8474 | japan
tokai kyodo electric power co | 149 | subcritical | operating | 1990 | N/A | N/A | 35.0273 | 136.8659 | japan
tokuyama corp | 35 | subcritical | retired | 1963 | 2020 | N/A | 34.044 | 131.7974 | japan
tokuyama corp | 78 | subcritical | operating | 2007 | N/A | N/A | 34.044 | 131.7974 | japan
tokuyama corp | 145 | subcritical | operating | 2003 | N/A | N/A | 34.044 | 131.7974 | japan
tokuyama corp | 149 | subcritical | operating | 1987 | N/A | N/A | 34.044 | 131.7974 | japan
tokuyama corp | 145 | subcritical | operating | 1999 | N/A | N/A | 34.0365 | 131.7939 | japan
shunan power corp | 300 | subcritical | operating | 2022 | N/A | N/A | 34.0365 | 131.7939 | japan
hokkaido electric power co inc | 350 | subcritical | operating | 1980 | N/A | N/A | 42.6076 | 141.8084 | japan
hokkaido electric power co inc | 600 | supercritical | operating | 1985 | N/A | N/A | 42.6076 | 141.8084 | japan
hokkaido electric power co inc | 85 | subcritical | retired | 1998 | 2005 | N/A | 42.6076 | 141.8084 | japan
hokkaido electric power co inc | 700 | ultra-supercritical | operating | 2002 | N/A | N/A | 42.6076 | 141.8084 | japan
tosa power inc | 167 | subcritical | operating | 2005 | N/A | 2025 | 33.5341 | 133.5575 | japan
taiheiyo cement corp | 30.9 | subcritical | retired | 1997 | 2010 | N/A | 33.4333 | 133.4333 | japan
hokuriku electric power co | 250 | subcritical | operating | 1971 | N/A | 2024 | 36.7657 | 137.1287 | japan
hokuriku electric power co | 250 | subcritical | operating | 1972 | N/A | N/A | 36.7657 | 137.1287 | japan
akemi power | 147 | subcritical | retired | 2000 | 2024 | N/A | 34.7231 | 137.3166 | japan
akemi power | 135 | unknown | cancelled | N/A | N/A | N/A | 34.7231 | 137.3166 | japan
hokuriku electric power co | 500 | supercritical | operating | 1991 | N/A | N/A | 35.6724 | 136.0815 | japan
hokuriku electric power co | 700 | ultra-supercritical | operating | 2000 | N/A | N/A | 35.6724 | 136.0815 | japan
ube corp | 57 | subcritical | operating | 1998 | N/A | N/A | 34.1692 | 131.2027 | japan
ube corp | 145 | subcritical | operating | 1982 | N/A | N/A | 33.9495 | 131.2336 | japan
ube power center co ltd | 216 | subcritical | operating | 2004 | N/A | N/A | 33.9489 | 131.2326 | japan
yamaguchi ube power generation co ltd | 600 | ultra-supercritical | cancelled | N/A | N/A | N/A | 33.95 | 131.25 | japan
yamaguchi ube power generation co ltd | 600 | ultra-supercritical | cancelled | N/A | N/A | N/A | 33.95 | 131.25 | japan
nippon paper industries co ltd | 75 | subcritical | operating | 1993 | N/A | 2025 | 32.7167 | 130.6667 | japan
mc kawajiri energy service corp | 112 | subcritical | cancelled | N/A | N/A | N/A | 34.9667 | 136.6167 | japan
jera co inc | 650 | ultra-supercritical | operating | 2023 | N/A | N/A | 35.2156 | 139.7164 | japan
jera co inc | 650 | ultra-supercritical | operating | 2023 | N/A | N/A | 35.2156 | 139.7164 | japan
eurasian energy corporation jsc | 300 | supercritical | operating | 1968 | N/A | N/A | 52.12 | 76.875 | kazakhstan
eurasian energy corporation jsc | 325 | unknown | shelved | N/A | N/A | N/A | 52.12 | 76.875 | kazakhstan
eurasian energy corporation jsc | 325 | supercritical | operating | 1969 | N/A | N/A | 52.12 | 76.875 | kazakhstan
eurasian energy corporation jsc | 325 | supercritical | operating | 1970 | N/A | N/A | 52.12 | 76.875 | kazakhstan
eurasian energy corporation jsc | 310 | supercritical | operating | 1971 | N/A | N/A | 52.12 | 76.875 | kazakhstan
eurasian energy corporation jsc | 325 | supercritical/CCS | operating | 1973 | N/A | N/A | 52.12 | 76.875 | kazakhstan
eurasian energy corporation jsc | 325 | supercritical | operating | 1974 | N/A | N/A | 52.12 | 76.875 | kazakhstan
eurasian energy corporation jsc | 300 | supercritical | operating | 1974 | N/A | N/A | 52.12 | 76.875 | kazakhstan
eurasian energy corporation jsc | 300 | supercritical | operating | 1975 | N/A | N/A | 52.12 | 76.875 | kazakhstan
eurasian energy corporation jsc | 325 | unknown | announced | 2027 | N/A | N/A | 52.12 | 76.875 | kazakhstan
almaty power plants jsc | 60 | subcritical | retired | 1971 | 2017 | N/A | 43.2813 | 76.9306 | kazakhstan
almaty power plants jsc | 60 | subcritical | retired | 1970 | 2017 | N/A | 43.2813 | 76.9306 | kazakhstan
almaty power plants jsc | 80 | subcritical | operating | 1980 | N/A | 2030 | 43.2929 | 76.7985 | kazakhstan
almaty power plants jsc | 80 | subcritical | operating | 1981 | N/A | 2030 | 43.2929 | 76.7985 | kazakhstan
almaty power plants jsc | 80 | subcritical | operating | 1983 | N/A | 2030 | 43.2929 | 76.7985 | kazakhstan
almaty power plants jsc | 50 | subcritical | operating | 1989 | N/A | 2030 | 43.2929 | 76.7985 | kazakhstan
almaty power plants jsc | 110 | subcritical | operating | 1989 | N/A | 2030 | 43.2929 | 76.7985 | kazakhstan
almaty power plants jsc | 110 | subcritical | operating | 1989 | N/A | 2030 | 43.2929 | 76.7985 | kazakhstan
almaty power plants jsc | 41 | subcritical | operating | 1962 | N/A | 2027 | 43.4242 | 77.0067 | kazakhstan
almaty power plants jsc | 41 | subcritical | operating | 1962 | N/A | 2027 | 43.4242 | 77.0067 | kazakhstan
almaty power plants jsc | 41 | subcritical | operating | 1964 | N/A | 2027 | 43.4242 | 77.0067 | kazakhstan
almaty power plants jsc | 50 | subcritical | operating | 1965 | N/A | 2027 | 43.4242 | 77.0067 | kazakhstan
astana-energy jsc | 80 | subcritical | operating | 1979 | N/A | N/A | 51.1883 | 71.5103 | kazakhstan
astana-energy jsc | 80 | subcritical | operating | 1980 | N/A | N/A | 51.1883 | 71.5103 | kazakhstan
astana-energy jsc | 80 | subcritical | operating | 1983 | N/A | N/A | 51.1883 | 71.5103 | kazakhstan
astana-energy jsc | 120 | subcritical | operating | 2006 | N/A | N/A | 51.1883 | 71.5103 | kazakhstan
astana-energy jsc | 120 | subcritical | operating | 2015 | N/A | N/A | 51.1883 | 71.5103 | kazakhstan
astana-energy jsc | 120 | subcritical | operating | 2021 | N/A | N/A | 51.1883 | 71.5103 | kazakhstan
astana-energy jsc | 120 | subcritical | cancelled | N/A | N/A | N/A | 51.1883 | 71.5103 | kazakhstan
astana-energy jsc | 120 | subcritical | cancelled | N/A | N/A | N/A | 51.1883 | 71.5103 | kazakhstan
balkhash tpp jsc | 660 | supercritical | cancelled | N/A | N/A | N/A | 45.2074 | 73.9576 | kazakhstan
balkhash tpp jsc | 660 | supercritical | cancelled | N/A | N/A | N/A | 45.2074 | 73.9576 | kazakhstan
ekibastuz gres-1 llp | 500 | supercritical | operating | 1980 | N/A | N/A | 51.8861 | 75.3769 | kazakhstan
ekibastuz gres-1 llp | 500 | supercritical | operating | 1980 | N/A | N/A | 51.8861 | 75.3769 | kazakhstan
ekibastuz gres-1 llp | 500 | supercritical | operating | 1981 | N/A | N/A | 51.8861 | 75.3769 | kazakhstan
ekibastuz gres-1 llp | 500 | supercritical | operating | 1981 | N/A | N/A | 51.8861 | 75.3769 | kazakhstan
ekibastuz gres-1 llp | 500 | supercritical | operating | 1982 | N/A | N/A | 51.8861 | 75.3769 | kazakhstan
ekibastuz gres-1 llp | 500 | supercritical | operating | 1983 | N/A | N/A | 51.8861 | 75.3769 | kazakhstan
ekibastuz gres-1 llp | 500 | supercritical | operating | 1983 | N/A | N/A | 51.8861 | 75.3769 | kazakhstan
ekibastuz gres-1 llp | 500 | supercritical | operating | 1984 | N/A | N/A | 51.8861 | 75.3769 | kazakhstan
ekibastuz gres-2 jsc | 500 | supercritical | operating | 1990 | N/A | N/A | 52.024 | 75.4762 | kazakhstan
ekibastuz gres-2 jsc | 500 | supercritical | operating | 1993 | N/A | N/A | 52.024 | 75.4762 | kazakhstan
ekibastuz gres-2 jsc | 540 | supercritical | pre-permit | 2028 | N/A | N/A | 52.024 | 75.4762 | kazakhstan
ekibastuz gres-2 jsc | 540 | supercritical | pre-permit | 2030 | N/A | N/A | 52.024 | 75.4762 | kazakhstan
ekibastuz gres-2 jsc | 636 | supercritical | shelved | 2029 | N/A | N/A | 52.024 | 75.4762 | kazakhstan
ekibastuz gres-2 jsc | 636 | supercritical | shelved | 2030 | N/A | N/A | 52.024 | 75.4762 | kazakhstan
samruk-energo jsc | 660 | unknown | announced | 2029 | N/A | N/A | 52.024 | 75.4762 | kazakhstan
samruk-energo jsc | 660 | unknown | announced | 2029 | N/A | N/A | 52.024 | 75.4762 | kazakhstan
bassel group lls llp | 42 | subcritical | operating | 1942 | N/A | N/A | 50.0893 | 72.918 | kazakhstan
bassel group lls llp | 42 | subcritical | operating | 1942 | N/A | N/A | 50.0893 | 72.918 | kazakhstan
topar gres-2 llp | 55 | subcritical | operating | 2009 | N/A | N/A | 49.5133 | 72.7986 | kazakhstan
topar gres-2 llp | 60 | subcritical | retired | 1962 | 2018 | N/A | 49.5133 | 72.7986 | kazakhstan
topar gres-2 llp | 130 | subcritical | operating | 2019 | N/A | N/A | 49.5133 | 72.7986 | kazakhstan
topar gres-2 llp | 100 | subcritical | mothballed | 1963 | N/A | 2025 | 49.5133 | 72.7986 | kazakhstan
topar gres-2 llp | 130 | subcritical | construction | 2025 | N/A | N/A | 49.5133 | 72.7986 | kazakhstan
topar gres-2 llp | 100 | subcritical | operating | 1964 | N/A | 2027 | 49.5133 | 72.7986 | kazakhstan
topar gres-2 llp | 130 | subcritical | announced | 2027 | N/A | N/A | 49.5133 | 72.7986 | kazakhstan
topar gres-2 llp | 100 | subcritical | operating | 1964 | N/A | N/A | 49.5133 | 72.7986 | kazakhstan
topar gres-2 llp | 86 | subcritical | operating | 1965 | N/A | N/A | 49.5133 | 72.7986 | kazakhstan
topar gres-2 llp | 86 | subcritical | operating | 1965 | N/A | N/A | 49.5133 | 72.7986 | kazakhstan
topar gres-2 llp | 116 | subcritical | cancelled | 2027 | N/A | N/A | 49.5133 | 72.7986 | kazakhstan
topar gres-2 llp | 86 | subcritical | operating | 1967 | N/A | N/A | 49.5133 | 72.7986 | kazakhstan
qarmet jsc | 65 | subcritical | operating | 1960 | N/A | N/A | 50.0481 | 73.0224 | kazakhstan
qarmet jsc | 60 | subcritical | operating | 1960 | N/A | N/A | 50.0481 | 73.0224 | kazakhstan
qarmet jsc | 60 | subcritical | operating | 1960 | N/A | N/A | 50.0481 | 73.0224 | kazakhstan
qarmet jsc | 100 | subcritical | operating | 1973 | N/A | N/A | 50.0467 | 73.0532 | kazakhstan
qarmet jsc | 100 | subcritical | operating | 1974 | N/A | N/A | 50.0467 | 73.0532 | kazakhstan
qarmet jsc | 100 | subcritical | operating | 1975 | N/A | N/A | 50.0467 | 73.0532 | kazakhstan
qarmet jsc | 135 | subcritical | operating | 1982 | N/A | N/A | 50.0467 | 73.0532 | kazakhstan
karaganda energy center llp | 110 | subcritical | operating | 1977 | N/A | N/A | 49.9167 | 73.2372 | kazakhstan
karaganda energy center llp | 110 | subcritical | operating | 1977 | N/A | N/A | 49.9167 | 73.2372 | kazakhstan
karaganda energy center llp | 110 | subcritical | operating | 1978 | N/A | N/A | 49.9167 | 73.2372 | kazakhstan
karaganda energy center llp | 110 | subcritical | operating | 1990 | N/A | N/A | 49.9167 | 73.2372 | kazakhstan
karaganda energy center llp | 120 | subcritical | operating | 2012 | N/A | N/A | 49.9167 | 73.2372 | kazakhstan
karaganda energy center llp | 110 | subcritical | operating | 2016 | N/A | N/A | 49.9167 | 73.2372 | kazakhstan
karaganda energy center llp | 140 | subcritical | pre-permit | 2027 | N/A | N/A | 49.9167 | 73.2372 | kazakhstan
kazakhstan utility systems llp | 700 | unknown | cancelled | 2023 | N/A | N/A | 50.0467 | 73.0532 | kazakhstan
kazakhmys energy llp | 30 | subcritical | operating | 1953 | N/A | N/A | 46.829 | 74.9493 | kazakhstan
kazakhmys energy llp | 30 | subcritical | retired | 1953 | 2017 | N/A | 46.829 | 74.9493 | kazakhstan
kazakhmys energy llp | 30 | subcritical | operating | 2002 | N/A | N/A | 46.829 | 74.9493 | kazakhstan
kazakhmys energy llp | 60 | subcritical | operating | 1963 | N/A | N/A | 46.829 | 74.9493 | kazakhstan
kazakhmys energy llp | 50 | unknown | announced | 2027 | N/A | N/A | 46.829 | 74.9493 | kazakhstan
samruk-energo jsc | 120 | unknown | pre-permit | 2028 | N/A | N/A | 53.3036 | 69.4198 | kazakhstan
samruk-energo jsc | 120 | unknown | pre-permit | 2028 | N/A | N/A | 53.3036 | 69.4198 | kazakhstan
aluminium of kazakhstan jsc | 60 | subcritical | operating | 1964 | N/A | N/A | 52.2499 | 77.0594 | kazakhstan
aluminium of kazakhstan jsc | 60 | subcritical | operating | 1964 | N/A | N/A | 52.2499 | 77.0594 | kazakhstan
aluminium of kazakhstan jsc | 50 | subcritical | operating | 1965 | N/A | N/A | 52.2499 | 77.0594 | kazakhstan
aluminium of kazakhstan jsc | 50 | subcritical | operating | 1967 | N/A | N/A | 52.2499 | 77.0594 | kazakhstan
aluminium of kazakhstan jsc | 50 | subcritical | operating | 1969 | N/A | N/A | 52.2499 | 77.0594 | kazakhstan
aluminium of kazakhstan jsc | 80 | subcritical | operating | 1982 | N/A | N/A | 52.2499 | 77.0594 | kazakhstan
pavlodarenergo jsc | 60 | subcritical | operating | 1963 | N/A | N/A | 52.3225 | 76.9663 | kazakhstan
pavlodarenergo jsc | 65 | subcritical | operating | 2015 | N/A | N/A | 52.3666 | 76.9345 | kazakhstan
pavlodarenergo jsc | 65 | subcritical | operating | 2011 | N/A | N/A | 52.3666 | 76.9345 | kazakhstan
pavlodarenergo jsc | 50 | subcritical | operating | 1975 | N/A | N/A | 52.3666 | 76.9345 | kazakhstan
pavlodarenergo jsc | 130 | subcritical | operating | 1976 | N/A | N/A | 52.3666 | 76.9345 | kazakhstan
pavlodarenergo jsc | 130 | subcritical | operating | 1977 | N/A | N/A | 52.3666 | 76.9345 | kazakhstan
pavlodarenergo jsc | 125 | subcritical | operating | 1977 | N/A | N/A | 52.3666 | 76.9345 | kazakhstan
sevkazenergo jsc | 63 | subcritical | operating | 2015 | N/A | N/A | 54.8979 | 69.1874 | kazakhstan
sevkazenergo jsc | 60 | subcritical | operating | 1962 | N/A | N/A | 54.8979 | 69.1874 | kazakhstan
sevkazenergo jsc | 60 | subcritical | operating | 2013 | N/A | N/A | 54.8979 | 69.1874 | kazakhstan
sevkazenergo jsc | 63 | subcritical | operating | 2014 | N/A | N/A | 54.8979 | 69.1874 | kazakhstan
sevkazenergo jsc | 95 | subcritical | operating | 2016 | N/A | N/A | 54.8979 | 69.1874 | kazakhstan
sevkazenergo jsc | 100 | subcritical | operating | 2013 | N/A | N/A | 54.8979 | 69.1874 | kazakhstan
sevkazenergo jsc | 100 | subcritical | operating | 2015 | N/A | N/A | 54.8979 | 69.1874 | kazakhstan
ridder tets jsc | 30 | subcritical | operating | 1958 | N/A | N/A | 50.3547 | 83.4884 | kazakhstan
ssgpo jsc | 58 | subcritical | operating | 1961 | N/A | N/A | 52.9896 | 63.1298 | kazakhstan
ssgpo jsc | 50 | subcritical | operating | 1962 | N/A | N/A | 52.9896 | 63.1298 | kazakhstan
ssgpo jsc | 34 | subcritical | operating | 1963 | N/A | N/A | 52.9896 | 63.1298 | kazakhstan
ssgpo jsc | 63 | subcritical | operating | 2010 | N/A | N/A | 52.9896 | 63.1298 | kazakhstan
samruk-energo jsc | 360 | unknown | pre-permit | 2028 | N/A | N/A | 50.4091 | 80.2007 | kazakhstan
sogrinskaya tets llp | 50 | subcritical | operating | 2012 | N/A | N/A | 50.0296 | 82.7698 | kazakhstan
stepnogorskya tets llp | 35 | subcritical | operating | 1966 | N/A | 2030 | 52.484 | 72.032 | kazakhstan
stepnogorskya tets llp | 39 | subcritical | announced | 2026 | N/A | N/A | 52.484 | 72.032 | kazakhstan
stepnogorskya tets llp | 35 | subcritical | operating | 1967 | N/A | N/A | 52.484 | 72.032 | kazakhstan
stepnogorskya tets llp | 60 | subcritical | operating | 1979 | N/A | N/A | 52.484 | 72.032 | kazakhstan
ust-kamenogorsk tets llp | 50 | subcritical | operating | 1966 | N/A | 2028 | 49.983 | 82.6143 | kazakhstan
ust-kamenogorsk tets llp | 100 | subcritical | operating | 1970 | N/A | N/A | 49.983 | 82.6143 | kazakhstan
ust-kamenogorsk tets llp | 120 | subcritical | operating | 2016 | N/A | N/A | 49.983 | 82.6143 | kazakhstan
ust-kamenogorsk tets llp | 100 | subcritical | pre-permit | 2028 | N/A | N/A | 49.983 | 82.6143 | kazakhstan
ust-kamenogorsk tets llp | 38 | subcritical | operating | 1967 | N/A | N/A | 49.983 | 82.6143 | kazakhstan
samruk-energo jsc | 360 | unknown | announced | 2028 | N/A | N/A | 49.9079 | 82.6013 | kazakhstan
kazakhmys energy llp | 30 | subcritical | mothballed | 1959 | N/A | N/A | 47.786 | 67.7441 | kazakhstan
kazakhmys energy llp | 50 | subcritical | operating | 1959 | N/A | N/A | 47.786 | 67.7441 | kazakhstan
kazakhmys energy llp | 42 | subcritical | operating | 1960 | N/A | 2026 | 47.786 | 67.7441 | kazakhstan
kazakhmys energy llp | 50 | subcritical | operating | 1963 | N/A | N/A | 47.786 | 67.7441 | kazakhstan
kazakhmys energy llp | 60 | subcritical | operating | 1969 | N/A | N/A | 47.786 | 67.7441 | kazakhstan
kazakhmys energy llp | 50 | subcritical | operating | 2018 | N/A | N/A | 47.786 | 67.7441 | kazakhstan
N/A | 500 | unknown | announced | 2029 | N/A | N/A | 47.8403 | 67.6137 | kazakhstan
arm cement plc | 66 | subcritical | cancelled | N/A | N/A | N/A | -3.8148 | 39.6286 | kenya
to be determined | 960 | unknown | cancelled | N/A | N/A | N/A | -1.4833 | 38.3833 | kenya
amu power co | 350 | ultra-supercritical | cancelled | N/A | N/A | N/A | -2.2911 | 40.8556 | kenya
amu power co | 350 | ultra-supercritical | cancelled | N/A | N/A | N/A | -2.2911 | 40.8556 | kenya
amu power co | 350 | ultra-supercritical | cancelled | N/A | N/A | N/A | -2.2911 | 40.8556 | kenya
national cement company ltd | 64 | subcritical | shelved | N/A | N/A | N/A | 1.3953 | 35.337 | kenya
kenya electricity generating company plc | 300 | supercritical | cancelled | N/A | N/A | N/A | -3.8202 | 39.7859 | kenya
kenya electricity generating company plc | 300 | subcritical | cancelled | N/A | N/A | N/A | -3.8202 | 39.7859 | kenya
emberclear corp | 330 | unknown | cancelled | N/A | N/A | N/A | 42.7833 | 20.4833 | kosovo
korporata energjetike e kosovës jsc | 65 | subcritical | retired | 1962 | 2006 | N/A | 42.6765 | 21.0859 | kosovo
korporata energjetike e kosovës jsc | 125 | subcritical | retired | 1965 | 2010 | N/A | 42.6765 | 21.0859 | kosovo
korporata energjetike e kosovës jsc | 200 | subcritical | operating | 1970 | N/A | N/A | 42.6765 | 21.0859 | kosovo
korporata energjetike e kosovës jsc | 200 | subcritical | operating | 1971 | N/A | 2031 | 42.6765 | 21.0859 | kosovo
korporata energjetike e kosovës jsc | 210 | subcritical | operating | 1975 | N/A | 2025 | 42.6765 | 21.0859 | kosovo
korporata energjetike e kosovës jsc | 340 | subcritical | operating | 1983 | N/A | N/A | 42.6931 | 21.056 | kosovo
korporata energjetike e kosovës jsc | 340 | subcritical | operating | 1984 | N/A | N/A | 42.6931 | 21.056 | kosovo
contourglobal plc | 500 | ultra-supercritical | cancelled | N/A | N/A | N/A | 42.6667 | 21.1667 | kosovo
electricheskiye stantsii ojsc | 35 | subcritical | retired | 1961 | 2017 | N/A | 42.8717 | 74.655 | kyrgyzstan
electricheskiye stantsii ojsc | 86 | subcritical | operating | 1976 | N/A | 2030 | 42.8717 | 74.655 | kyrgyzstan
electricheskiye stantsii ojsc | 100 | subcritical | operating | 2000 | N/A | 2030 | 42.8717 | 74.655 | kyrgyzstan
electricheskiye stantsii ojsc | 150 | subcritical | operating | 2017 | N/A | N/A | 42.8717 | 74.655 | kyrgyzstan
electricheskiye stantsii ojsc | 150 | subcritical | operating | 2017 | N/A | N/A | 42.8717 | 74.655 | kyrgyzstan
electricheskiye stantsii ojsc | 50 | subcritical | retired | 1963 | 2017 | N/A | 42.8717 | 74.655 | kyrgyzstan
electricheskiye stantsii ojsc | 65 | subcritical | retired | 1964 | 2017 | N/A | 42.8717 | 74.655 | kyrgyzstan
electricheskiye stantsii ojsc | 35 | subcritical | operating | 1965 | N/A | 2030 | 42.8717 | 74.655 | kyrgyzstan
electricheskiye stantsii ojsc | 86 | subcritical | operating | 1966 | N/A | 2030 | 42.8717 | 74.655 | kyrgyzstan
electricheskiye stantsii ojsc | 60 | subcritical | operating | 1970 | N/A | 2030 | 42.8717 | 74.655 | kyrgyzstan
electricheskiye stantsii ojsc | 60 | subcritical | operating | 1972 | N/A | 2030 | 42.8717 | 74.655 | kyrgyzstan
electricheskiye stantsii ojsc | 86 | subcritical | operating | 1975 | N/A | 2030 | 42.8717 | 74.655 | kyrgyzstan
N/A | 660 | unknown | announced | N/A | N/A | N/A | 40.9551 | 72.9917 | kyrgyzstan
to be determined | 600 | unknown | announced | N/A | N/A | N/A | 41.71 | 74.76 | kyrgyzstan
to be determined | 600 | unknown | announced | N/A | N/A | N/A | 41.71 | 74.76 | kyrgyzstan
shanghai electric power co ltd | 500 | ultra-supercritical | shelved | 2024 | N/A | N/A | 17.561 | 105.7366 | laos
petroleum trading lao pcl | 500 | ultra-supercritical | shelved | 2024 | N/A | N/A | 17.561 | 105.7366 | laos
shanghai electric power co ltd | 500 | ultra-supercritical | shelved | 2024 | N/A | N/A | 17.561 | 105.7366 | laos
petroleum trading lao pcl | 500 | ultra-supercritical | shelved | 2024 | N/A | N/A | 17.561 | 105.7366 | laos
hongsa power co ltd | 626 | subcritical | operating | 2015 | N/A | N/A | 19.6913 | 101.2782 | laos
hongsa power co ltd | 626 | subcritical | operating | 2015 | N/A | N/A | 19.6913 | 101.2782 | laos
hongsa power co ltd | 626 | subcritical | operating | 2016 | N/A | N/A | 19.6913 | 101.2782 | laos
hongsa power co ltd | 626 | subcritical | shelved | N/A | N/A | N/A | 19.6913 | 101.2782 | laos
electricite du laos | 35 | unknown | shelved | 2026 | N/A | N/A | 20.3333 | 103.833 | laos
investment and hydro power consultant sole co ltd | 52.5 | unknown | shelved | 2026 | N/A | N/A | 20.3333 | 103.833 | laos
chongwa financial asset exchange co ltd | 262.5 | unknown | shelved | 2026 | N/A | N/A | 20.3333 | 103.833 | laos
chongwa financial asset exchange co ltd | 225 | unknown | cancelled | N/A | N/A | N/A | 20.3333 | 103.833 | laos
investment and hydro power consultant sole co ltd | 45 | unknown | cancelled | N/A | N/A | N/A | 20.3333 | 103.833 | laos
electricite du laos | 30 | unknown | cancelled | N/A | N/A | N/A | 20.3333 | 103.833 | laos
phongsupthavy group co ltd | 330 | supercritical | construction | 2025 | N/A | N/A | 19.4249 | 103.4655 | laos
phongsupthavy group co ltd | 330 | supercritical | construction | 2025 | N/A | N/A | 19.4249 | 103.4655 | laos
xekong thermal power plant co ltd | 300 | unknown | permitted | 2028 | N/A | N/A | 15.7166 | 106.65 | laos
xekong thermal power plant co ltd | 300 | unknown | permitted | 2029 | N/A | N/A | 15.7166 | 106.65 | laos
xekong thermal power plant co ltd | 300 | unknown | permitted | 2029 | N/A | N/A | 15.7166 | 106.65 | laos
xekong thermal power plant co ltd | 300 | unknown | permitted | 2030 | N/A | N/A | 15.7166 | 106.65 | laos
xekong thermal power plant co ltd | 300 | unknown | permitted | 2030 | N/A | N/A | 15.7166 | 106.65 | laos
xekong thermal power plant co ltd | 300 | unknown | permitted | 2030 | N/A | N/A | 15.7166 | 106.65 | laos
khounmixay bridge and road construction and repair co | 500 | ultra-supercritical | announced | 2027 | N/A | N/A | 15.7166 | 106.65 | laos
evolution power investment corp | 500 | ultra-supercritical | announced | 2027 | N/A | N/A | 15.7166 | 106.65 | laos
tsbp sekong power and mineral co ltd | 300 | unknown | announced | 2025 | N/A | N/A | 15.7166 | 106.65 | laos
tsbp sekong power and mineral co ltd | 300 | unknown | announced | 2025 | N/A | N/A | 15.7166 | 106.65 | laos
latvenergo as | 435 | subcritical | cancelled | N/A | N/A | N/A | 57.4094 | 21.5947 | latvia
ambatovy nickel project jv | 40 | subcritical | operating | 2011 | N/A | N/A | -18.202 | 49.3563 | madagascar
ambatovy nickel project jv | 40 | subcritical | operating | 2011 | N/A | N/A | -18.202 | 49.3563 | madagascar
ambatovy nickel project jv | 40 | subcritical | operating | 2011 | N/A | N/A | -18.202 | 49.3563 | madagascar
lemur resources ltd | 30 | subcritical | pre-permit | N/A | N/A | N/A | -23.4522 | 45.0781 | madagascar
government of malawi | 42.5 | subcritical | pre-permit | 2030 | N/A | N/A | -14.95 | 34.7833 | malawi
china gezhouba group co ltd | 7.5 | subcritical | pre-permit | 2030 | N/A | N/A | -14.95 | 34.7833 | malawi
government of malawi | 42.5 | subcritical | pre-permit | 2030 | N/A | N/A | -14.95 | 34.7833 | malawi
china gezhouba group co ltd | 7.5 | subcritical | pre-permit | 2030 | N/A | N/A | -14.95 | 34.7833 | malawi
china gezhouba group co ltd | 7.5 | subcritical | pre-permit | 2030 | N/A | N/A | -14.95 | 34.7833 | malawi
government of malawi | 42.5 | subcritical | pre-permit | 2030 | N/A | N/A | -14.95 | 34.7833 | malawi
china gezhouba group co ltd | 7.5 | subcritical | pre-permit | 2030 | N/A | N/A | -14.95 | 34.7833 | malawi
government of malawi | 42.5 | subcritical | pre-permit | 2030 | N/A | N/A | -14.95 | 34.7833 | malawi
china gezhouba group co ltd | 7.5 | subcritical | pre-permit | 2030 | N/A | N/A | -14.95 | 34.7833 | malawi
government of malawi | 42.5 | subcritical | pre-permit | 2030 | N/A | N/A | -14.95 | 34.7833 | malawi
government of malawi | 42.5 | subcritical | pre-permit | 2030 | N/A | N/A | -14.95 | 34.7833 | malawi
china gezhouba group co ltd | 7.5 | subcritical | pre-permit | 2030 | N/A | N/A | -14.95 | 34.7833 | malawi
china gezhouba group co ltd | 105 | subcritical | cancelled | N/A | N/A | N/A | -14.95 | 34.7833 | malawi
government of malawi | 595 | subcritical | cancelled | N/A | N/A | N/A | -14.95 | 34.7833 | malawi
jindal power ltd | 350 | unknown | announced | N/A | N/A | N/A | -15.0667 | 35.2333 | malawi
project doxa | 800 | unknown | cancelled | N/A | N/A | N/A | -16.1667 | 35.1667 | malawi
project doxa | 800 | unknown | cancelled | N/A | N/A | N/A | -16.1667 | 35.1667 | malawi
project doxa | 800 | unknown | cancelled | N/A | N/A | N/A | -16.1667 | 35.1667 | malawi
intra energy corp ltd | 120 | subcritical | cancelled | N/A | N/A | N/A | -13.9667 | 34.5 | malawi
rukuru power co | 150 | unknown | announced | N/A | N/A | N/A | -11.4581 | 34.0151 | malawi
rukuru power co | 50 | subcritical | pre-permit | N/A | N/A | N/A | -11.4581 | 34.0151 | malawi
rukuru power co | 50 | subcritical | pre-permit | N/A | N/A | N/A | -11.4581 | 34.0151 | malawi
sarawak energy bhd | 300 | subcritical | cancelled | N/A | N/A | N/A | 2.7409 | 112.4729 | malaysia
sarawak energy bhd | 300 | CFB | operating | 2019 | N/A | N/A | 2.7409 | 112.4729 | malaysia
sarawak energy bhd | 300 | CFB | operating | 2019 | N/A | N/A | 2.7409 | 112.4729 | malaysia
jimah east power sdn bhd | 1000 | ultra-supercritical | operating | 2019 | N/A | 2044 | 2.5903 | 101.7246 | malaysia
jimah east power sdn bhd | 1000 | ultra-supercritical | operating | 2019 | N/A | 2044 | 2.5903 | 101.7246 | malaysia
jimah energy ventures sdn bhd | 700 | subcritical | operating | 2009 | N/A | 2033 | 2.5923 | 101.7314 | malaysia
jimah energy ventures sdn bhd | 700 | subcritical | operating | 2009 | N/A | 2033 | 2.5923 | 101.7314 | malaysia
sabah electricity sdn bhd | 75 | unknown | cancelled | 2011 | N/A | N/A | 5.1205 | 119.1834 | malaysia
sabah electricity sdn bhd | 75 | unknown | cancelled | 2011 | N/A | N/A | 5.1205 | 119.1834 | malaysia
sabah electricity sdn bhd | 75 | unknown | cancelled | 2011 | N/A | N/A | 5.1205 | 119.1834 | malaysia
sabah electricity sdn bhd | 75 | unknown | cancelled | 2011 | N/A | N/A | 5.1205 | 119.1834 | malaysia
tnb janamanjung sdn bhd | 700 | subcritical | operating | 2002 | N/A | 2030 | 4.1586 | 100.6423 | malaysia
tnb janamanjung sdn bhd | 700 | subcritical | operating | 2003 | N/A | 2030 | 4.1586 | 100.6423 | malaysia
tnb janamanjung sdn bhd | 700 | subcritical | operating | 2003 | N/A | 2030 | 4.1586 | 100.6423 | malaysia
tnb janamanjung sdn bhd | 1000 | ultra-supercritical | operating | 2015 | N/A | N/A | 4.1586 | 100.6423 | malaysia
tnb janamanjung sdn bhd | 1000 | ultra-supercritical | operating | 2017 | N/A | N/A | 4.1586 | 100.6423 | malaysia
sarawak energy bhd | 300 | subcritical | cancelled | N/A | N/A | N/A | 2.0167 | 112.9333 | malaysia
sarawak energy bhd | 135 | subcritical | operating | 2009 | N/A | N/A | 2.9685 | 112.3239 | malaysia
sarawak energy bhd | 135 | subcritical | operating | 2009 | N/A | N/A | 2.9685 | 112.3239 | malaysia
sarawak energy bhd | 600 | subcritical | cancelled | N/A | N/A | N/A | 2.8961 | 112.0786 | malaysia
sarawak energy bhd | 600 | subcritical | cancelled | N/A | N/A | N/A | 2.8961 | 112.0786 | malaysia
sejingkat power corp sdn bhd | 50 | subcritical | operating | 1997 | N/A | 2026 | 1.6377 | 110.4654 | malaysia
sejingkat power corp sdn bhd | 50 | subcritical | operating | 1998 | N/A | 2026 | 1.6377 | 110.4654 | malaysia
sejingkat power corp sdn bhd | 55 | subcritical | operating | 2004 | N/A | 2026 | 1.6377 | 110.4654 | malaysia
sejingkat power corp sdn bhd | 55 | subcritical | operating | 2004 | N/A | 2026 | 1.6377 | 110.4654 | malaysia
kapar energy ventures sdn bhd | 300 | subcritical | operating | 1988 | N/A | 2028 | 3.1172 | 101.3204 | malaysia
kapar energy ventures sdn bhd | 300 | subcritical | operating | 1989 | N/A | 2028 | 3.1172 | 101.3204 | malaysia
kapar energy ventures sdn bhd | 500 | subcritical | operating | 2000 | N/A | 2028 | 3.1172 | 101.3204 | malaysia
kapar energy ventures sdn bhd | 500 | subcritical | operating | 2000 | N/A | 2028 | 3.1172 | 101.3204 | malaysia
malakoff corporation bhd | 700 | subcritical | operating | 2006 | N/A | 2031 | 1.334 | 103.5422 | malaysia
malakoff corporation bhd | 700 | subcritical | operating | 2007 | N/A | 2031 | 1.334 | 103.5422 | malaysia
malakoff corporation bhd | 700 | subcritical | operating | 2007 | N/A | 2031 | 1.334 | 103.5422 | malaysia
malakoff corporation bhd | 1000 | ultra-supercritical | operating | 2016 | N/A | 2041 | 1.334 | 103.5422 | malaysia
to be determined | 700 | unknown | cancelled | 2031 | N/A | N/A | 1.88 | 111.58 | malaysia
to be determined | 700 | unknown | cancelled | 2031 | N/A | N/A | 1.88 | 111.58 | malaysia
to be determined | 700 | unknown | cancelled | 2034 | N/A | N/A | 1.88 | 111.58 | malaysia
to be determined | 700 | unknown | cancelled | 2037 | N/A | N/A | 1.88 | 111.58 | malaysia
mauritius ct power ltd | 55 | subcritical | cancelled | N/A | N/A | N/A | -20.3333 | 57.4167 | mauritius
mauritius ct power ltd | 55 | subcritical | cancelled | N/A | N/A | N/A | -20.3333 | 57.4167 | mauritius
sugar investment trust | 11.6667 | subcritical | operating | 2005 | N/A | N/A | -20.508 | 57.5423 | mauritius
albioma sas | 11.6667 | subcritical | operating | 2005 | N/A | N/A | -20.508 | 57.5423 | mauritius
omnicane thermal energy operations saint-aubin ltd | 11.6667 | subcritical | operating | 2005 | N/A | N/A | -20.508 | 57.5423 | mauritius
omnicane thermal energy operations la baraque ltd | 15 | subcritical | operating | 2007 | N/A | N/A | -20.4736 | 57.629 | mauritius
albioma sas | 15 | subcritical | operating | 2007 | N/A | N/A | -20.4736 | 57.629 | mauritius
sugar investment trust | 15 | subcritical | operating | 2007 | N/A | N/A | -20.4736 | 57.629 | mauritius
omnicane thermal energy operations la baraque ltd | 15 | subcritical | operating | 2007 | N/A | N/A | -20.4736 | 57.629 | mauritius
sugar investment trust | 15 | subcritical | operating | 2007 | N/A | N/A | -20.4736 | 57.629 | mauritius
albioma sas | 15 | subcritical | operating | 2007 | N/A | N/A | -20.4736 | 57.629 | mauritius
terragen ltd | 35 | subcritical | operating | 2000 | N/A | N/A | -20.0676 | 57.5991 | mauritius
terragen ltd | 35 | subcritical | operating | 2000 | N/A | N/A | -20.0676 | 57.5991 | mauritius
comisión federal de electricidad epe | 350 | subcritical | operating | 1993 | N/A | 2029 | 28.4681 | -100.6976 | mexico
comisión federal de electricidad epe | 350 | subcritical | operating | 1993 | N/A | 2029 | 28.4681 | -100.6976 | mexico
comisión federal de electricidad epe | 350 | subcritical | operating | 1995 | N/A | 2029 | 28.4681 | -100.6976 | mexico
comisión federal de electricidad epe | 350 | subcritical | operating | 1996 | N/A | 2029 | 28.4681 | -100.6976 | mexico
comisión federal de electricidad epe | 700 | supercritical | shelved | N/A | N/A | N/A | 28.4565 | -100.7281 | mexico
comisión federal de electricidad epe | 700 | supercritical | shelved | N/A | N/A | N/A | 28.4565 | -100.7281 | mexico
grupo méxico sab de cv | 450 | subcritical | cancelled | N/A | N/A | N/A | 27.9333 | -101.2167 | mexico
comisión federal de electricidad epe | 300 | subcritical | operating | 1982 | N/A | N/A | 28.4682 | -100.6974 | mexico
comisión federal de electricidad epe | 300 | subcritical | operating | 1983 | N/A | N/A | 28.4682 | -100.6974 | mexico
comisión federal de electricidad epe | 300 | subcritical | operating | 1985 | N/A | N/A | 28.4682 | -100.6974 | mexico
comisión federal de electricidad epe | 300 | subcritical | operating | 1987 | N/A | N/A | 28.4682 | -100.6974 | mexico
comisión federal de electricidad epe | 700 | supercritical | cancelled | N/A | N/A | N/A | 17.9837 | -102.1154 | mexico
comisión federal de electricidad epe | 700 | supercritical | cancelled | N/A | N/A | N/A | 17.9837 | -102.1154 | mexico
comisión federal de electricidad epe | 350 | subcritical | operating | 1993 | N/A | N/A | 17.9837 | -102.1154 | mexico
comisión federal de electricidad epe | 350 | subcritical | operating | 1993 | N/A | N/A | 17.9837 | -102.1154 | mexico
comisión federal de electricidad epe | 350 | subcritical | operating | 1993 | N/A | N/A | 17.9837 | -102.1154 | mexico
comisión federal de electricidad epe | 350 | subcritical | operating | 1993 | N/A | N/A | 17.9837 | -102.1154 | mexico
comisión federal de electricidad epe | 350 | subcritical | operating | 1994 | N/A | N/A | 17.9837 | -102.1154 | mexico
comisión federal de electricidad epe | 350 | subcritical | operating | 1994 | N/A | N/A | 17.9837 | -102.1154 | mexico
comisión federal de electricidad epe | 678 | supercritical | operating | 2010 | N/A | N/A | 17.9837 | -102.1154 | mexico
moldavskaya gres cjsc | 200 | subcritical | mothballed | 1964 | N/A | N/A | 46.629 | 29.9397 | moldova
moldavskaya gres cjsc | 200 | subcritical | mothballed | 1965 | N/A | N/A | 46.629 | 29.9397 | moldova
moldavskaya gres cjsc | 200 | subcritical | mothballed | 1965 | N/A | N/A | 46.629 | 29.9397 | moldova
moldavskaya gres cjsc | 200 | subcritical | mothballed | 1966 | N/A | N/A | 46.629 | 29.9397 | moldova
moldavskaya gres cjsc | 200 | subcritical | mothballed | 1967 | N/A | N/A | 46.629 | 29.9397 | moldova
moldavskaya gres cjsc | 200 | subcritical | mothballed | 1967 | N/A | N/A | 46.629 | 29.9397 | moldova
moldavskaya gres cjsc | 200 | subcritical | mothballed | 1971 | N/A | N/A | 46.629 | 29.9397 | moldova
baganuur power llc | 200 | supercritical | pre-permit | 2027 | N/A | N/A | 47.7457 | 108.3552 | mongolia
baganuur power llc | 200 | supercritical | pre-permit | 2027 | N/A | N/A | 47.7457 | 108.3552 | mongolia
kasen power green energy llc | 330 | supercritical | construction | 2027 | N/A | N/A | 47.2513 | 107.542 | mongolia
kasen power green energy llc | 330 | supercritical | pre-permit | N/A | N/A | N/A | 47.2513 | 107.542 | mongolia
tsetsens mining & energy llc | 150 | CFB | operating | 2024 | N/A | N/A | 47.2723 | 107.8909 | mongolia
tsetsens mining & energy llc | 150 | CFB | construction | 2025 | N/A | N/A | 47.2723 | 107.8909 | mongolia
tsetsens mining & energy llc | 150 | unknown | pre-permit | 2027 | N/A | N/A | 47.2723 | 107.8909 | mongolia
tsetsens mining & energy llc | 150 | unknown | pre-permit | 2028 | N/A | N/A | 47.2723 | 107.8909 | mongolia
prophecy power generation (mongolia) | 150 | subcritical | cancelled | N/A | N/A | N/A | 47.3891 | 110.0209 | mongolia
prophecy power generation (mongolia) | 150 | subcritical | cancelled | N/A | N/A | N/A | 47.3891 | 110.0209 | mongolia
prophecy power generation (mongolia) | 150 | subcritical | cancelled | N/A | N/A | N/A | 47.3891 | 110.0209 | mongolia
prophecy power generation (mongolia) | 150 | subcritical | cancelled | N/A | N/A | N/A | 47.3891 | 110.0209 | mongolia
central energy system | 35 | subcritical | operating | 2019 | N/A | N/A | 49.4366 | 105.9576 | mongolia
central energy system | 36 | subcritical | operating | 1982 | N/A | N/A | 48.0793 | 114.555 | mongolia
central energy system | 50 | unknown | operating | 2024 | N/A | N/A | 48.0793 | 114.555 | mongolia
erdenes bayanbogd llc | 300 | unknown | announced | N/A | N/A | N/A | 43.8728 | 110.4285 | mongolia
hunan industrial equipment installation co ltd | 35 | subcritical | operating | 2021 | N/A | N/A | 49.0408 | 104.098 | mongolia
ministry of energy (mongolia) | 250 | unknown | announced | N/A | N/A | N/A | 47.6819 | 106.9511 | mongolia
erdenes shivee energy llc | 5280 | unknown | shelved | N/A | N/A | N/A | 46.2333 | 108.5368 | mongolia
erdenes asset management llc | 200 | unknown | announced | N/A | N/A | N/A | 46.2333 | 108.5368 | mongolia
ride mongolia llc | 50 | unknown | construction | 2025 | N/A | N/A | 50.1817 | 106.2052 | mongolia
marubeni corp | 150 | unknown | cancelled | 2023 | N/A | N/A | 43.625 | 105.4742 | mongolia
marubeni corp | 150 | unknown | cancelled | 2023 | N/A | N/A | 43.625 | 105.4742 | mongolia
marubeni corp | 150 | unknown | cancelled | 2023 | N/A | N/A | 43.625 | 105.4742 | mongolia
marubeni corp | 150 | unknown | cancelled | N/A | N/A | N/A | 43.625 | 105.4742 | mongolia
erdenes tavan tolgoi jsc | 150 | subcritical | permitted | 2026 | N/A | N/A | 43.625 | 105.4742 | mongolia
erdenes tavan tolgoi jsc | 150 | subcritical | permitted | 2026 | N/A | N/A | 43.625 | 105.4742 | mongolia
erdenes tavan tolgoi jsc | 150 | subcritical | permitted | 2026 | N/A | N/A | 43.625 | 105.4742 | mongolia
new asia group | 50 | unknown | cancelled | N/A | N/A | N/A | 48.6422 | 97.609 | mongolia
new asia group | 50 | unknown | cancelled | N/A | N/A | N/A | 48.6422 | 97.609 | mongolia
mogul power llc | 150 | unknown | cancelled | N/A | N/A | N/A | 45.7667 | 106.2833 | mongolia
mogul power llc | 150 | unknown | cancelled | N/A | N/A | N/A | 45.7667 | 106.2833 | mongolia
mogul power llc | 150 | unknown | cancelled | N/A | N/A | N/A | 45.7667 | 106.2833 | mongolia
mogul power llc | 150 | unknown | cancelled | N/A | N/A | N/A | 45.7667 | 106.2833 | mongolia
tengri coal & energy pte ltd | 600 | supercritical | cancelled | N/A | N/A | N/A | 47.0603 | 107.8135 | mongolia
thermal power plant-3 ssh co | 50 | subcritical | announced | 2027 | N/A | N/A | 47.8956 | 106.8651 | mongolia
thermal power plant-3 ssh co | 125 | unknown | cancelled | N/A | N/A | N/A | 47.8956 | 106.8651 | mongolia
thermal power plant-3 ssh co | 125 | subcritical | announced | 2027 | N/A | N/A | 47.8956 | 106.8651 | mongolia
thermal power plant-3 ssh co | 125 | unknown | cancelled | N/A | N/A | N/A | 47.8956 | 106.8651 | mongolia
thermal power plant-3 ssh co | 125 | subcritical | announced | 2027 | N/A | N/A | 47.8956 | 106.8651 | mongolia
thermal power plant-3 ssh co | 50 | subcritical | operating | 2014 | N/A | N/A | 47.8956 | 106.8651 | mongolia
thermal power plant-4 ssh co | 173 | subcritical | operating | 1981 | N/A | N/A | 47.8938 | 106.8036 | mongolia
thermal power plant-4 ssh co | 111 | subcritical | operating | 1981 | N/A | N/A | 47.8938 | 106.8036 | mongolia
thermal power plant-4 ssh co | 110 | subcritical | operating | 1983 | N/A | N/A | 47.8938 | 106.8036 | mongolia
thermal power plant-4 ssh co | 110 | subcritical | operating | 1984 | N/A | N/A | 47.8938 | 106.8036 | mongolia
thermal power plant-4 ssh co | 80 | subcritical | operating | 1989 | N/A | N/A | 47.8938 | 106.8036 | mongolia
thermal power plant-4 ssh co | 80 | subcritical | operating | 1989 | N/A | N/A | 47.8938 | 106.8036 | mongolia
thermal power plant-4 ssh co | 125 | subcritical | operating | 2015 | N/A | N/A | 47.8938 | 106.8036 | mongolia
thermal power plant-4 ssh co | 210 | subcritical | cancelled | N/A | N/A | N/A | 47.8938 | 106.8036 | mongolia
ministry of energy (mongolia) | 300 | unknown | pre-permit | N/A | N/A | N/A | 47.9051 | 106.8078 | mongolia
thermal power plant-3 ssh co | 75 | subcritical | cancelled | N/A | N/A | N/A | 47.9259 | 107.0495 | mongolia
inter rao pjsc | 75 | subcritical | cancelled | N/A | N/A | N/A | 47.9259 | 107.0495 | mongolia
inter rao pjsc | 75 | subcritical | cancelled | N/A | N/A | N/A | 47.9259 | 107.0495 | mongolia
thermal power plant-3 ssh co | 75 | subcritical | cancelled | N/A | N/A | N/A | 47.9259 | 107.0495 | mongolia
inter rao pjsc | 75 | subcritical | cancelled | N/A | N/A | N/A | 47.9259 | 107.0495 | mongolia
thermal power plant-3 ssh co | 75 | subcritical | cancelled | N/A | N/A | N/A | 47.9259 | 107.0495 | mongolia
enel spa | 400 | unknown | cancelled | 2014 | N/A | N/A | 42.1 | 19.1 | montenegro
dufenergy italia spa | 400 | unknown | cancelled | 2014 | N/A | N/A | 42.1 | 19.1 | montenegro
rudnik uglja berane | 110 | subcritical | cancelled | N/A | N/A | N/A | 42.84 | 19.86 | montenegro
to be determined | 500 | subcritical | cancelled | N/A | N/A | N/A | 43.36 | 19.36 | montenegro
elektroprivreda crne gore ad | 225 | subcritical | operating | 1982 | N/A | 2041 | 43.3346 | 19.3271 | montenegro
elektroprivreda crne gore ad | 254 | supercritical | cancelled | 2019 | N/A | N/A | 43.3346 | 19.3271 | montenegro
office national de l'electricité et de l'eau potable (morocco) | 55 | subcritical | retired | 1971 | 2024 | N/A | 34.3095 | -2.1905 | morocco
office national de l'electricité et de l'eau potable (morocco) | 55 | subcritical | retired | 1971 | 2024 | N/A | 34.3095 | -2.1905 | morocco
office national de l'electricité et de l'eau potable (morocco) | 55 | subcritical | retired | 1972 | 2024 | N/A | 34.3095 | -2.1905 | morocco
sepcoiii electric power construction co ltd | 175 | supercritical | operating | 2017 | N/A | N/A | 34.3096 | -2.1908 | morocco
office national de l'electricité et de l'eau potable (morocco) | 175 | supercritical | operating | 2017 | N/A | N/A | 34.3096 | -2.1908 | morocco
office national de l'electricité et de l'eau potable (morocco) | 350 | supercritical | cancelled | N/A | N/A | N/A | 34.3096 | -2.1908 | morocco
taqa morocco sa | 330 | subcritical | operating | 1994 | N/A | N/A | 33.1047 | -8.6376 | morocco
taqa morocco sa | 330 | subcritical | operating | 1995 | N/A | N/A | 33.1047 | -8.6376 | morocco
taqa morocco sa | 348 | subcritical | operating | 2000 | N/A | N/A | 33.1047 | -8.6376 | morocco
taqa morocco sa | 348 | subcritical | operating | 2001 | N/A | N/A | 33.1047 | -8.6376 | morocco
taqa morocco sa | 350 | subcritical | operating | 2014 | N/A | N/A | 33.1048 | -8.6367 | morocco
taqa morocco sa | 350 | subcritical | operating | 2014 | N/A | N/A | 33.1048 | -8.6367 | morocco
office national de l'electricité et de l'eau potable (morocco) | 150 | subcritical | operating | 1986 | N/A | N/A | 33.6819 | -7.4348 | morocco
office national de l'electricité et de l'eau potable (morocco) | 150 | subcritical | operating | 1986 | N/A | N/A | 33.6819 | -7.4348 | morocco
office national de l'electricité et de l'eau potable (morocco) | 660 | unknown | cancelled | N/A | N/A | N/A | 35.1667 | -2.9333 | morocco
office national de l'electricité et de l'eau potable (morocco) | 660 | unknown | cancelled | N/A | N/A | N/A | 35.1667 | -2.9333 | morocco
safi energy company sa | 693 | ultra-supercritical | operating | 2018 | N/A | N/A | 32.1491 | -9.2823 | morocco
safi energy company sa | 693 | ultra-supercritical | operating | 2018 | N/A | N/A | 32.1491 | -9.2823 | morocco
acwa power moatize termoelectrica sa | 270 | unknown | cancelled | N/A | N/A | N/A | -16.1678 | 33.7895 | mozambique
acwa power moatize termoelectrica sa | 300 | unknown | cancelled | N/A | N/A | N/A | -16.1678 | 33.7895 | mozambique
international coal ventures pvt ltd | 200 | unknown | cancelled | N/A | N/A | N/A | -15.5 | 32.5 | mozambique
riversdale mining pty ltd | 1500 | unknown | cancelled | N/A | N/A | N/A | -15.5 | 32.5 | mozambique
termoeléctrica de benga sa | 52.5 | unknown | pre-permit | N/A | N/A | N/A | -15.5 | 32.5 | mozambique
kibo energy plc | 97.5 | unknown | pre-permit | N/A | N/A | N/A | -15.5 | 32.5 | mozambique
termoeléctrica de benga sa | 52.5 | unknown | pre-permit | N/A | N/A | N/A | -15.5 | 32.5 | mozambique
kibo energy plc | 97.5 | unknown | pre-permit | N/A | N/A | N/A | -15.5 | 32.5 | mozambique
eurasian resources group sarl | 300 | unknown | shelved | N/A | N/A | N/A | -15.763 | 32.8751 | mozambique
eurasian resources group sarl | 300 | unknown | shelved | N/A | N/A | N/A | -15.763 | 32.8751 | mozambique
jspl mozambique minerais lda | 75 | unknown | shelved | N/A | N/A | N/A | -15.8587 | 32.9929 | mozambique
jspl mozambique minerais lda | 75 | unknown | shelved | N/A | N/A | N/A | -15.8587 | 32.9929 | mozambique
somagec mozambique | 200 | unknown | cancelled | 2022 | N/A | N/A | -14.5411 | 40.6166 | mozambique
ncondezi coal co | 1500 | CFB | cancelled | N/A | N/A | N/A | -15.5958 | 32.7647 | mozambique
solgenics ltd | 150 | CFB | announced | N/A | N/A | N/A | -15.5958 | 32.7647 | mozambique
solgenics ltd | 150 | CFB | announced | N/A | N/A | N/A | -15.5958 | 32.7647 | mozambique
power construction corporation of china ltd | 350 | unknown | cancelled | N/A | N/A | N/A | -16.1415 | 33.6086 | mozambique
power construction corporation of china ltd | 350 | unknown | cancelled | N/A | N/A | N/A | -16.1415 | 33.6086 | mozambique
pt bukit asam tbk | 100 | subcritical | cancelled | N/A | N/A | N/A | 19.0735 | 96.671 | myanmar
pt bukit asam tbk | 100 | subcritical | cancelled | N/A | N/A | N/A | 19.0735 | 96.671 | myanmar
pt bukit asam tbk | 200 | subcritical | cancelled | N/A | N/A | N/A | 19.0735 | 96.671 | myanmar
pt bukit asam tbk | 200 | subcritical | cancelled | N/A | N/A | N/A | 19.0735 | 96.671 | myanmar
italian-thai development plc | 4000 | unknown | cancelled | N/A | N/A | N/A | 14.0833 | 98.2 | myanmar
italian-thai development plc | 150 | unknown | cancelled | N/A | N/A | N/A | 14.0833 | 98.2 | myanmar
italian-thai development plc | 150 | unknown | cancelled | N/A | N/A | N/A | 14.0833 | 98.2 | myanmar
italian-thai development plc | 150 | unknown | cancelled | N/A | N/A | N/A | 14.0833 | 98.2 | myanmar
ttcl pcl | 640 | ultra-supercritical | cancelled | 2023 | N/A | N/A | 16.8906 | 97.6333 | myanmar
ttcl pcl | 640 | ultra-supercritical | cancelled | 2023 | N/A | N/A | 16.8906 | 97.6333 | myanmar
huaneng lancang | 67.5 | subcritical | cancelled | N/A | N/A | N/A | 17.1333 | 95.9167 | myanmar
htoo trading co ltd | 67.5 | subcritical | cancelled | N/A | N/A | N/A | 17.1333 | 95.9167 | myanmar
htoo trading co ltd | 67.5 | subcritical | cancelled | N/A | N/A | N/A | 17.1333 | 95.9167 | myanmar
huaneng lancang | 67.5 | subcritical | cancelled | N/A | N/A | N/A | 17.1333 | 95.9167 | myanmar
ttcl pcl | 640 | ultra-supercritical | cancelled | N/A | N/A | N/A | 15.3 | 97.9667 | myanmar
ttcl pcl | 640 | ultra-supercritical | cancelled | N/A | N/A | N/A | 15.3 | 97.9667 | myanmar
tun thwin mining co ltd | 67.5 | unknown | cancelled | N/A | N/A | N/A | 21.5 | 95.6178 | myanmar
isdn holdings ltd | 67.5 | unknown | cancelled | N/A | N/A | N/A | 21.5 | 95.6178 | myanmar
tun thwin mining co ltd | 67.5 | unknown | cancelled | N/A | N/A | N/A | 21.5 | 95.6178 | myanmar
isdn holdings ltd | 67.5 | unknown | cancelled | N/A | N/A | N/A | 21.5 | 95.6178 | myanmar
tun thwin mining co ltd | 67.5 | unknown | cancelled | N/A | N/A | N/A | 21.5 | 95.6178 | myanmar
isdn holdings ltd | 67.5 | unknown | cancelled | N/A | N/A | N/A | 21.5 | 95.6178 | myanmar
tun thwin mining co ltd | 67.5 | unknown | cancelled | N/A | N/A | N/A | 21.5 | 95.6178 | myanmar
isdn holdings ltd | 67.5 | unknown | cancelled | N/A | N/A | N/A | 21.5 | 95.6178 | myanmar
lumpoondum co ltd | 660 | unknown | cancelled | N/A | N/A | N/A | 21.2917 | 99.6083 | myanmar
kaung myat thaw myae co ltd | 300 | unknown | cancelled | N/A | N/A | N/A | 16.4344 | 95.9848 | myanmar
kaung myat thaw myae co ltd | 990 | unknown | cancelled | N/A | N/A | N/A | 16.4344 | 95.9848 | myanmar
kaung myat thaw myae co ltd | 1980 | unknown | cancelled | N/A | N/A | N/A | 16.4344 | 95.9848 | myanmar
daewoo co ltd | 660 | unknown | cancelled | N/A | N/A | N/A | 19.4333 | 93.55 | myanmar
daewoo co ltd | 660 | unknown | cancelled | N/A | N/A | N/A | 19.4333 | 93.55 | myanmar
kyauktan project | 500 | subcritical | cancelled | N/A | N/A | N/A | 16.6381 | 96.3228 | myanmar
24 hour mining and industry co ltd | 500 | unknown | cancelled | N/A | N/A | N/A | 13.7927 | 98.1066 | myanmar
italian-thai development plc | 405 | unknown | cancelled | N/A | N/A | N/A | 21.5 | 98 | myanmar
mudajaya group bhd | 500 | unknown | cancelled | N/A | N/A | N/A | 21 | 95.75 | myanmar
mawlamyine cement ltd | 40 | subcritical | mothballed | 2017 | N/A | N/A | 16.3652 | 97.8324 | myanmar
myanmar economic corp | 30 | unknown | operating | 2018 | N/A | N/A | 16.8766 | 97.5854 | myanmar
vantage co ltd | 880 | unknown | cancelled | 2020 | N/A | N/A | 12.4333 | 98.6 | myanmar
blue energy & environment co | 880 | unknown | cancelled | 2020 | N/A | N/A | 12.4333 | 98.6 | myanmar
kyaw kyaw phyo co ltd | 880 | unknown | cancelled | 2020 | N/A | N/A | 12.4333 | 98.6 | myanmar
than phyo thu mining co ltd | 50 | subcritical | cancelled | N/A | N/A | N/A | 12.4333 | 98.6 | myanmar
mitsubishi corporation energy solutions ltd | 150 | ultra-supercritical | cancelled | N/A | N/A | N/A | 16.5378 | 94.6936 | myanmar
a1 group inc | 150 | ultra-supercritical | cancelled | N/A | N/A | N/A | 16.5378 | 94.6936 | myanmar
tata power pathein | 330 | unknown | cancelled | 2020 | N/A | N/A | 16.5187 | 94.3013 | myanmar
tata power pathein | 330 | unknown | cancelled | 2020 | N/A | N/A | 16.5187 | 94.3013 | myanmar
global power synergy pcl | 2000 | ultra-supercritical | cancelled | N/A | N/A | N/A | 12.4333 | 98.6 | myanmar
wuxi huagaung electric power | 60 | subcritical | operating | 2004 | N/A | N/A | 20.4313 | 96.7035 | myanmar
wuxi huagaung electric power | 60 | subcritical | operating | 2005 | N/A | N/A | 20.4313 | 96.7035 | myanmar
namibia power corp ltd | 125 | unknown | cancelled | N/A | N/A | N/A | -22.4167 | 14.9667 | namibia
namibia power corp ltd | 125 | unknown | cancelled | N/A | N/A | N/A | -22.4167 | 14.9667 | namibia
utico middle east fzco | 150 | unknown | cancelled | N/A | N/A | N/A | -20.5833 | 17.4333 | namibia
utico middle east fzco | 150 | unknown | cancelled | N/A | N/A | N/A | -20.5833 | 17.4333 | namibia
namibia power corp ltd | 30 | subcritical | operating | 1972 | N/A | 2025 | -22.5116 | 17.0787 | namibia
namibia power corp ltd | 30 | subcritical | operating | 1972 | N/A | 2025 | -22.5116 | 17.0787 | namibia
namibia power corp ltd | 30 | subcritical | operating | 1973 | N/A | 2025 | -22.5116 | 17.0787 | namibia
namibia power corp ltd | 30 | subcritical | operating | 1979 | N/A | 2025 | -22.5116 | 17.0787 | namibia
rwe ag | 701 | subcritical | retired | 1981 | 2015 | N/A | 51.7098 | 4.8437 | netherlands
rwe ag | 600 | supercritical | retired | 1993 | 2023 | N/A | 51.7098 | 4.8437 | netherlands
epz nv | 441 | subcritical | retired | 1988 | 2015 | N/A | 51.4332 | 3.716 | netherlands
essent nv | 800 | ultra-supercritical | operating | 2015 | N/A | 2029 | 53.4355 | 6.8793 | netherlands
essent nv | 800 | ultra-supercritical | operating | 2015 | N/A | 2029 | 53.4355 | 6.8793 | netherlands
engie sa | 632 | subcritical | retired | 1982 | 2015 | N/A | 51.856 | 5.8288 | netherlands
vattenfall ab | 685 | supercritical | retired | 1995 | 2019 | N/A | 52.4049 | 4.8465 | netherlands
onyx power inc | 800 | ultra-supercritical | operating | 2015 | N/A | 2029 | 51.9439 | 4.0717 | netherlands
fortum oyj | 603 | subcritical | retired | 1988 | 2017 | N/A | 51.9587 | 4.0272 | netherlands
fortum oyj | 603 | subcritical | retired | 1987 | 2017 | N/A | 51.9587 | 4.0272 | netherlands
uniper se | 1100 | ultra-supercritical | operating | 2016 | N/A | 2029 | 51.9587 | 4.0272 | netherlands
nuon nv | 1311 | IGCC | cancelled | 2012 | N/A | N/A | 53.4479 | 6.8532 | netherlands
société doniambo energie | 90 | unknown | cancelled | N/A | N/A | N/A | -22.2499 | 166.4408 | new caledonia
société doniambo energie | 90 | unknown | cancelled | N/A | N/A | N/A | -22.2499 | 166.4408 | new caledonia
prony énergies sas | 50 | subcritical | operating | 2008 | N/A | 2025 | -22.3302 | 166.9122 | new caledonia
prony énergies sas | 50 | subcritical | operating | 2008 | N/A | 2025 | -22.3302 | 166.9122 | new caledonia
koniambo nickel sas | 135 | subcritical | operating | 2012 | N/A | N/A | -21.0102 | 164.6839 | new caledonia
koniambo nickel sas | 135 | subcritical | operating | 2012 | N/A | N/A | -21.0102 | 164.6839 | new caledonia
genesis energy ltd | 250 | subcritical | operating | 1983 | N/A | 2035 | -37.5445 | 175.1488 | new zealand
genesis energy ltd | 250 | subcritical | operating | 1983 | N/A | 2035 | -37.5445 | 175.1488 | new zealand
genesis energy ltd | 250 | subcritical | retired | 1984 | 2012 | N/A | -37.5445 | 175.1488 | new zealand
genesis energy ltd | 250 | subcritical | operating | 1983 | N/A | 2035 | -37.5445 | 175.1488 | new zealand
taizhou wangkang trading co ltd | 30 | unknown | operating | 2023 | N/A | N/A | 14.5059 | 5.4089 | niger
dangote industries ltd | 100 | unknown | cancelled | N/A | N/A | N/A | 14.75 | 5.7667 | niger
source california energy services inc | 400 | unknown | cancelled | N/A | N/A | N/A | 14.8833 | 5.2667 | niger
compagnie minière et energétique du niger | 50 | subcritical | pre-permit | 2028 | N/A | N/A | 14.8833 | 5.2667 | niger
compagnie minière et energétique du niger | 50 | subcritical | pre-permit | 2028 | N/A | N/A | 14.8833 | 5.2667 | niger
compagnie minière et energétique du niger | 50 | subcritical | pre-permit | 2028 | N/A | N/A | 14.8833 | 5.2667 | niger
compagnie minière et energétique du niger | 50 | subcritical | pre-permit | 2028 | N/A | N/A | 14.8833 | 5.2667 | niger
minaj holdings ltd | 115 | subcritical | cancelled | N/A | N/A | N/A | 6.5 | 7.5 | nigeria
to be determined | 64 | unknown | cancelled | N/A | N/A | N/A | 10.8853 | 11.5155 | nigeria
to be determined | 250 | unknown | cancelled | N/A | N/A | N/A | 10.8853 | 11.5155 | nigeria
to be determined | 250 | unknown | cancelled | N/A | N/A | N/A | 10.8853 | 11.5155 | nigeria
one nation energy ltd | 500 | unknown | cancelled | N/A | N/A | N/A | 6.4527 | 7.5103 | nigeria
milhouse generation | 30 | unknown | shelved | N/A | N/A | N/A | 6.4527 | 7.5103 | nigeria
htg-pacific energy | 500 | unknown | cancelled | N/A | N/A | N/A | 7.333 | 8.75 | nigeria
htg-pacific energy | 500 | unknown | cancelled | N/A | N/A | N/A | 7.333 | 8.75 | nigeria
dangote industries ltd | 38.5 | unknown | operating | 2015 | N/A | N/A | 7.411 | 8.974 | nigeria
trombay power generation ltd | 500 | unknown | cancelled | N/A | N/A | N/A | 10.2167 | 11.3833 | nigeria
dangote industries ltd | 37 | unknown | operating | 2012 | N/A | N/A | 7.004 | 3.048 | nigeria
dangote industries ltd | 37 | unknown | operating | 2012 | N/A | N/A | 7.004 | 3.048 | nigeria
dangote industries ltd | 37 | unknown | operating | 2012 | N/A | N/A | 7.004 | 3.048 | nigeria
itobe 1 coal power plant ltd | 1200 | subcritical | cancelled | N/A | N/A | N/A | 7.5477 | 7.3094 | nigeria
itobe 1 coal power plant ltd | 150 | subcritical | cancelled | N/A | N/A | N/A | 7.5477 | 7.3094 | nigeria
itobe 1 coal power plant ltd | 150 | subcritical | cancelled | N/A | N/A | N/A | 7.5477 | 7.3094 | nigeria
itobe 2 coal power plant ltd | 150 | subcritical | cancelled | N/A | N/A | N/A | 7.5477 | 7.3094 | nigeria
itobe 2 coal power plant ltd | 150 | subcritical | cancelled | N/A | N/A | N/A | 7.5477 | 7.3094 | nigeria
itobe 3 coal power plant ltd | 150 | subcritical | cancelled | N/A | N/A | N/A | 7.5477 | 7.3094 | nigeria
itobe 3 coal power plant ltd | 150 | subcritical | cancelled | N/A | N/A | N/A | 7.5477 | 7.3094 | nigeria
itobe 4 coal power plant ltd | 150 | subcritical | cancelled | N/A | N/A | N/A | 7.5477 | 7.3094 | nigeria
itobe 4 coal power plant ltd | 150 | subcritical | cancelled | N/A | N/A | N/A | 7.5477 | 7.3094 | nigeria
to be determined | 500 | unknown | cancelled | N/A | N/A | N/A | 8.5333 | 8.3 | nigeria
dangote industries ltd | 45 | unknown | operating | 2016 | N/A | N/A | 7.926 | 6.423 | nigeria
dangote industries ltd | 45 | unknown | operating | 2016 | N/A | N/A | 7.926 | 6.423 | nigeria
dangote industries ltd | 45 | unknown | operating | 2016 | N/A | N/A | 7.926 | 6.423 | nigeria
mosra enerji ltd | 600 | unknown | permitted | N/A | N/A | N/A | 6.4219 | 6.4601 | nigeria
cheongcheon-gang power plant | 50 | subcritical | operating | 1976 | N/A | N/A | 39.6566 | 125.6688 | north korea
cheongcheon-gang power plant | 50 | subcritical | operating | 1977 | N/A | N/A | 39.6566 | 125.6688 | north korea
cheongcheon-gang power plant | 50 | subcritical | operating | 1977 | N/A | N/A | 39.6566 | 125.6688 | north korea
cheongcheon-gang power plant | 50 | subcritical | operating | 1977 | N/A | N/A | 39.6566 | 125.6688 | north korea
ministry of electric power (north korea) | 50 | subcritical | operating | 1985 | N/A | N/A | 41.7837 | 129.7501 | north korea
ministry of electric power (north korea) | 50 | subcritical | operating | 1985 | N/A | N/A | 41.7837 | 129.7501 | north korea
ministry of electric power (north korea) | 50 | subcritical | operating | 1987 | N/A | N/A | 41.7837 | 129.7501 | north korea
ministry of electric power (north korea) | 50 | subcritical | mothballed | 1997 | N/A | N/A | 38.9214 | 125.5662 | north korea
ministry of electric power (north korea) | 50 | subcritical | operating | 1993 | N/A | N/A | 38.9693 | 125.6876 | north korea
ministry of electric power (north korea) | 50 | subcritical | operating | 1993 | N/A | N/A | 38.9693 | 125.6876 | north korea
ministry of electric power (north korea) | 50 | subcritical | operating | 1993 | N/A | N/A | 38.9693 | 125.6876 | north korea
ministry of electric power (north korea) | 50 | subcritical | operating | 1993 | N/A | N/A | 38.9693 | 125.6876 | north korea
kangdong thermal plant complex | 300 | unknown | cancelled | N/A | N/A | N/A | 39.002 | 126.1619 | north korea
pukchang thermal plant complex | 100 | subcritical | mothballed | 1971 | N/A | N/A | 39.5861 | 126.3051 | north korea
pukchang thermal plant complex | 100 | subcritical | operating | 1975 | N/A | N/A | 39.5861 | 126.3051 | north korea
pukchang thermal plant complex | 100 | subcritical | operating | 1975 | N/A | N/A | 39.5861 | 126.3051 | north korea
pukchang thermal plant complex | 100 | subcritical | operating | 1975 | N/A | N/A | 39.5861 | 126.3051 | north korea
pukchang thermal plant complex | 100 | subcritical | operating | 1984 | N/A | N/A | 39.5861 | 126.3051 | north korea
pukchang thermal plant complex | 100 | subcritical | operating | 1984 | N/A | N/A | 39.5861 | 126.3051 | north korea
pukchang thermal plant complex | 100 | subcritical | operating | 1984 | N/A | N/A | 39.5861 | 126.3051 | north korea
pukchang thermal plant complex | 100 | subcritical | operating | 1984 | N/A | N/A | 39.5861 | 126.3051 | north korea
pukchang thermal plant complex | 100 | subcritical | operating | 2018 | N/A | N/A | 39.5861 | 126.3051 | north korea
pukchang thermal plant complex | 100 | subcritical | operating | 2018 | N/A | N/A | 39.5861 | 126.3051 | north korea
pukchang thermal plant complex | 100 | subcritical | operating | 2018 | N/A | N/A | 39.5861 | 126.3051 | north korea
pukchang thermal plant complex | 100 | subcritical | mothballed | 1971 | N/A | N/A | 39.5861 | 126.3051 | north korea
pukchang thermal plant complex | 100 | subcritical | operating | 2018 | N/A | N/A | 39.5861 | 126.3051 | north korea
pukchang thermal plant complex | 100 | subcritical | mothballed | 1971 | N/A | N/A | 39.5861 | 126.3051 | north korea
pukchang thermal plant complex | 100 | subcritical | mothballed | 1972 | N/A | N/A | 39.5861 | 126.3051 | north korea
pukchang thermal plant complex | 100 | subcritical | operating | 1972 | N/A | N/A | 39.5861 | 126.3051 | north korea
pukchang thermal plant complex | 100 | subcritical | operating | 1972 | N/A | N/A | 39.5861 | 126.3051 | north korea
pukchang thermal plant complex | 100 | subcritical | operating | 1975 | N/A | N/A | 39.5861 | 126.3051 | north korea
pukchang thermal plant complex | 100 | subcritical | operating | 1975 | N/A | N/A | 39.5861 | 126.3051 | north korea
pukchang thermal plant complex | 100 | subcritical | operating | 1975 | N/A | N/A | 39.5861 | 126.3051 | north korea
pyongyang power plant | 50 | subcritical | operating | 1965 | N/A | N/A | 39.0093 | 125.7109 | north korea
pyongyang power plant | 100 | subcritical | operating | 2018 | N/A | N/A | 39.0093 | 125.7109 | north korea
pyongyang power plant | 100 | subcritical | operating | 2018 | N/A | N/A | 39.0093 | 125.7109 | north korea
pyongyang power plant | 50 | subcritical | operating | 1965 | N/A | N/A | 39.0093 | 125.7109 | north korea
pyongyang power plant | 50 | subcritical | operating | 1965 | N/A | N/A | 39.0093 | 125.7109 | north korea
pyongyang power plant | 50 | subcritical | operating | 1965 | N/A | N/A | 39.0093 | 125.7109 | north korea
pyongyang power plant | 50 | subcritical | operating | 1968 | N/A | N/A | 39.0093 | 125.7109 | north korea
pyongyang power plant | 50 | subcritical | operating | 1968 | N/A | N/A | 39.0093 | 125.7109 | north korea
pyongyang power plant | 50 | subcritical | operating | 1968 | N/A | N/A | 39.0093 | 125.7109 | north korea
pyongyang power plant | 50 | subcritical | operating | 1968 | N/A | N/A | 39.0093 | 125.7109 | north korea
pyongyang power plant | 100 | subcritical | operating | 1970 | N/A | N/A | 39.0093 | 125.7109 | north korea
ministry of electric power (north korea) | 100 | unknown | operating | 2018 | N/A | N/A | 42.3285 | 130.3824 | north korea
ministry of electric power (north korea) | 50 | unknown | operating | 2018 | N/A | N/A | 42.3285 | 130.3824 | north korea
ministry of electric power (north korea) | 50 | unknown | operating | 2018 | N/A | N/A | 42.3285 | 130.3824 | north korea
sunchon power plant | 50 | subcritical | operating | 1983 | N/A | N/A | 39.4015 | 125.9682 | north korea
sunchon power plant | 50 | subcritical | operating | 1983 | N/A | N/A | 39.4015 | 125.9682 | north korea
sunchon power plant | 50 | subcritical | operating | 1984 | N/A | N/A | 39.4015 | 125.9682 | north korea
sunchon power plant | 50 | subcritical | operating | 1985 | N/A | N/A | 39.4015 | 125.9682 | north korea
rek bitola | 233 | subcritical | operating | 1982 | N/A | 2026 | 41.0583 | 21.4843 | north macedonia
rek bitola | 233 | subcritical | operating | 1984 | N/A | 2030 | 41.0583 | 21.4843 | north macedonia
rek bitola | 233 | subcritical | operating | 1988 | N/A | 2030 | 41.0583 | 21.4843 | north macedonia
elem | 300 | subcritical | cancelled | N/A | N/A | N/A | 41.1228 | 21.8051 | north macedonia
elektrani na severna makedonija ad | 300 | subcritical | cancelled | N/A | N/A | N/A | 41.4833 | 22.1 | north macedonia
jsc macedonian power plants | 129.5 | CFB | cancelled | N/A | N/A | N/A | 41.5821 | 21.0003 | north macedonia
rek oslomej | 125 | subcritical | operating | 1980 | N/A | 2030 | 41.582 | 21 | north macedonia
nama power and water procurement company saoc | 600 | unknown | cancelled | 2024 | N/A | N/A | 19.6617 | 57.7047 | oman
nama power and water procurement company saoc | 600 | unknown | cancelled | 2025 | N/A | N/A | 19.6617 | 57.7047 | oman
all pakistan textile mills assocation | 330 | unknown | cancelled | N/A | N/A | N/A | 32.588 | 73.042 | pakistan
dongfang electric corp | 660 | unknown | cancelled | N/A | N/A | N/A | 24.815 | 67.3632 | pakistan
dongfang electric corp | 660 | unknown | cancelled | N/A | N/A | N/A | 24.815 | 67.3632 | pakistan
k-electric | 210 | unknown | cancelled | N/A | N/A | N/A | 24.7849 | 67.3603 | pakistan
k-electric | 210 | unknown | cancelled | N/A | N/A | N/A | 24.7849 | 67.3603 | pakistan
dg khan cement co ltd | 30 | unknown | operating | 2016 | N/A | N/A | 30.3317 | 70.5394 | pakistan
shandong ruyi technology group | 135 | subcritical | cancelled | N/A | N/A | N/A | 31.4292 | 73.0789 | pakistan
shandong ruyi technology group | 135 | subcritical | cancelled | N/A | N/A | N/A | 31.4292 | 73.0789 | pakistan
punjab power development co ltd | 55 | subcritical | cancelled | N/A | N/A | N/A | 31.4292 | 73.0789 | pakistan
punjab power development co ltd | 55 | subcritical | cancelled | N/A | N/A | N/A | 31.4292 | 73.0789 | pakistan
sitara chemical industries ltd | 40 | CFB | operating | 2016 | N/A | N/A | 31.5229 | 73.3882 | pakistan
sitara chemical industries ltd | 50 | unknown | construction | 2024 | N/A | N/A | 31.5229 | 73.3882 | pakistan
fauji fertilizer bin qasim ltd | 118 | CFB | operating | 2017 | N/A | N/A | 24.8331 | 67.4196 | pakistan
anc holdings llc | 330 | unknown | cancelled | N/A | N/A | N/A | 25.1194 | 66.7319 | pakistan
gadani power park management co ltd | 330 | unknown | cancelled | N/A | N/A | N/A | 25.1194 | 66.7319 | pakistan
gadani power park management co ltd | 330 | unknown | cancelled | N/A | N/A | N/A | 25.1194 | 66.7319 | pakistan
anc holdings llc | 330 | unknown | cancelled | N/A | N/A | N/A | 25.1194 | 66.7319 | pakistan
gadani power park management co ltd | 330 | unknown | cancelled | N/A | N/A | N/A | 25.1194 | 66.7319 | pakistan
anc holdings llc | 330 | unknown | cancelled | N/A | N/A | N/A | 25.1194 | 66.7319 | pakistan
anc holdings llc | 330 | unknown | cancelled | N/A | N/A | N/A | 25.1194 | 66.7319 | pakistan
gadani power park management co ltd | 330 | unknown | cancelled | N/A | N/A | N/A | 25.1194 | 66.7319 | pakistan
anc holdings llc | 330 | unknown | cancelled | N/A | N/A | N/A | 25.1194 | 66.7319 | pakistan
gadani power park management co ltd | 330 | unknown | cancelled | N/A | N/A | N/A | 25.1194 | 66.7319 | pakistan
anc holdings llc | 330 | unknown | cancelled | N/A | N/A | N/A | 25.1194 | 66.7319 | pakistan
gadani power park management co ltd | 330 | unknown | cancelled | N/A | N/A | N/A | 25.1194 | 66.7319 | pakistan
gadani power park management co ltd | 330 | unknown | cancelled | N/A | N/A | N/A | 25.1194 | 66.7319 | pakistan
anc holdings llc | 330 | unknown | cancelled | N/A | N/A | N/A | 25.1194 | 66.7319 | pakistan
anc holdings llc | 330 | unknown | cancelled | N/A | N/A | N/A | 25.1194 | 66.7319 | pakistan
gadani power park management co ltd | 330 | unknown | cancelled | N/A | N/A | N/A | 25.1194 | 66.7319 | pakistan
anc holdings llc | 330 | unknown | cancelled | N/A | N/A | N/A | 25.1194 | 66.7319 | pakistan
gadani power park management co ltd | 330 | unknown | cancelled | N/A | N/A | N/A | 25.1194 | 66.7319 | pakistan
gadani power park management co ltd | 330 | unknown | cancelled | N/A | N/A | N/A | 25.1194 | 66.7319 | pakistan
anc holdings llc | 330 | unknown | cancelled | N/A | N/A | N/A | 25.1194 | 66.7319 | pakistan
grange power ltd | 163 | unknown | cancelled | N/A | N/A | N/A | 30.2852 | 73.0623 | pakistan
punjab state power corp ltd | 55 | unknown | cancelled | N/A | N/A | N/A | 32.5738 | 74.0789 | pakistan
punjab state power corp ltd | 55 | unknown | cancelled | N/A | N/A | N/A | 32.5738 | 74.0789 | pakistan
cihc pak power co ltd | 150 | subcritical | permitted | 2025 | N/A | N/A | 25.2052 | 62.3519 | pakistan
cihc pak power co ltd | 150 | subcritical | permitted | 2025 | N/A | N/A | 25.2052 | 62.3519 | pakistan
dg khan cement co ltd | 30 | unknown | operating | 2021 | N/A | N/A | 25.1559 | 66.7836 | pakistan
china power hub generation co | 660 | supercritical | operating | 2019 | N/A | N/A | 24.9147 | 66.6888 | pakistan
china power hub generation co | 660 | supercritical | operating | 2019 | N/A | N/A | 24.9147 | 66.6888 | pakistan
jamshoro power co ltd | 660 | supercritical | operating | 2024 | N/A | N/A | 25.4722 | 68.2661 | pakistan
jamshoro power co ltd | 660 | supercritical | cancelled | 2029 | N/A | N/A | 25.4722 | 68.2661 | pakistan
nishat chunian power | 660 | unknown | cancelled | N/A | N/A | N/A | 30.5833 | 71.65 | pakistan
nishat power ltd | 660 | unknown | cancelled | N/A | N/A | N/A | 30.5833 | 71.65 | pakistan
kot addu power co ltd | 660 | unknown | cancelled | N/A | N/A | N/A | 31.715 | 73.985 | pakistan
sindh coal authority | 660 | unknown | shelved | 2025 | N/A | N/A | 24.15 | 67.45 | pakistan
sindh coal authority | 660 | unknown | shelved | 2025 | N/A | N/A | 24.15 | 67.45 | pakistan
punjab state power corp ltd | 440 | unknown | cancelled | N/A | N/A | N/A | 31.5497 | 74.3436 | pakistan
smith cogeneration inc | 450 | unknown | cancelled | N/A | N/A | N/A | 25.865 | 66.4517 | pakistan
genco power | 1320 | supercritical | cancelled | N/A | N/A | N/A | 25.7057 | 68.2865 | pakistan
lakhra power generation co ltd | 50 | subcritical | mothballed | 1995 | N/A | N/A | 25.7057 | 68.2865 | pakistan
lakhra power generation co ltd | 50 | subcritical | mothballed | 1995 | N/A | N/A | 25.7057 | 68.2865 | pakistan
lakhra power generation co ltd | 50 | subcritical | mothballed | 1996 | N/A | N/A | 25.7057 | 68.2865 | pakistan
china machinery engineering corp | 660 | unknown | cancelled | N/A | N/A | N/A | 30.191 | 71.011 | pakistan
maple leaf power ltd | 40 | subcritical | operating | 2017 | N/A | N/A | 32.9047 | 71.6106 | pakistan
china machinery engineering corp | 1320 | unknown | cancelled | N/A | N/A | N/A | 30.3333 | 71.0833 | pakistan
punjab state power corp ltd | 55 | unknown | cancelled | N/A | N/A | N/A | 30.1978 | 71.4697 | pakistan
punjab state power corp ltd | 55 | unknown | cancelled | N/A | N/A | N/A | 30.1978 | 71.4697 | pakistan
northern power generation co ltd | 1340 | unknown | cancelled | N/A | N/A | N/A | 30.1056 | 71.1639 | pakistan
fatima energy ltd | 60 | unknown | operating | 2017 | N/A | N/A | 30.2946 | 70.967 | pakistan
fatima energy ltd | 60 | unknown | operating | 2017 | N/A | N/A | 30.2946 | 70.967 | pakistan
nishat energy ltd | 660 | supercritical | cancelled | N/A | N/A | N/A | 28.935 | 70.941 | pakistan
burj power corp | 125 | subcritical | cancelled | N/A | N/A | N/A | 24.7667 | 67.3333 | pakistan
burj power corp | 125 | subcritical | cancelled | N/A | N/A | N/A | 24.7667 | 67.3333 | pakistan
burj power corp | 125 | subcritical | cancelled | N/A | N/A | N/A | 24.7667 | 67.3333 | pakistan
burj power corp | 125 | subcritical | cancelled | N/A | N/A | N/A | 24.7667 | 67.3333 | pakistan
datang pakistan karachi power generation pvt ltd | 350 | supercritical | cancelled | 2022 | N/A | N/A | 24.7667 | 67.3333 | pakistan
datang pakistan karachi power generation pvt ltd | 350 | supercritical | cancelled | 2022 | N/A | N/A | 24.7667 | 67.3333 | pakistan
port qasim electric power co ltd | 660 | unknown | operating | 2017 | N/A | N/A | 24.7845 | 67.3694 | pakistan
port qasim electric power co ltd | 660 | unknown | operating | 2018 | N/A | N/A | 24.7845 | 67.3694 | pakistan
lucky electric power co ltd | 660 | ultra-supercritical | operating | 2022 | N/A | N/A | 24.8128 | 67.2746 | pakistan
j-energy | 110 | unknown | cancelled | N/A | N/A | N/A | 24.7667 | 67.3333 | pakistan
sino-sindh resources pvt ltd | 110 | unknown | cancelled | N/A | N/A | N/A | 24.7667 | 67.3333 | pakistan
sino-sindh resources pvt ltd | 110 | unknown | cancelled | N/A | N/A | N/A | 24.7667 | 67.3333 | pakistan
j-energy | 110 | unknown | cancelled | N/A | N/A | N/A | 24.7667 | 67.3333 | pakistan
huaneng shandong power generation co ltd | 660 | unknown | cancelled | N/A | N/A | N/A | 28.42 | 70.3 | pakistan
huaneng shandong power generation co ltd | 660 | unknown | cancelled | N/A | N/A | N/A | 28.42 | 70.3 | pakistan
huaneng shandong ruyi (pakistan) energy | 660 | unknown | operating | 2017 | N/A | N/A | 30.7142 | 73.238 | pakistan
huaneng shandong ruyi (pakistan) energy | 660 | unknown | operating | 2017 | N/A | N/A | 30.7142 | 73.238 | pakistan
china machinery engineering corp | 330 | unknown | cancelled | N/A | N/A | N/A | 32.5833 | 73.05 | pakistan
mughal energy ltd | 31.5 | subcritical | construction | 2025 | N/A | N/A | 31.6526 | 74.1808 | pakistan
punjab state power corp ltd | 55 | unknown | cancelled | N/A | N/A | N/A | 32.4972 | 74.5361 | pakistan
punjab state power corp ltd | 55 | unknown | cancelled | N/A | N/A | N/A | 32.4972 | 74.5361 | pakistan
thalnova power (private) ltd | 330 | CFB | operating | 2023 | N/A | N/A | 24.8155 | 70.3884 | pakistan
thar coal block-i power generation co ltd | 660 | subcritical | operating | 2023 | N/A | N/A | 24.7108 | 70.3025 | pakistan
thar coal block-i power generation co ltd | 660 | subcritical | operating | 2023 | N/A | N/A | 24.7108 | 70.3025 | pakistan
engro powergen thar pvt ltd | 330 | subcritical | operating | 2019 | N/A | N/A | 24.8125 | 70.3941 | pakistan
engro powergen thar pvt ltd | 330 | subcritical | operating | 2019 | N/A | N/A | 24.8125 | 70.3941 | pakistan
asia power corp ltd | 1320 | unknown | cancelled | N/A | N/A | N/A | 24.7836 | 70.3671 | pakistan
k-electric | 330 | unknown | cancelled | N/A | N/A | N/A | 24.7836 | 70.3671 | pakistan
harbin electric international co ltd | 330 | unknown | cancelled | N/A | N/A | N/A | 24.7836 | 70.3671 | pakistan
sindh carbon energy ltd | 660 | supercritical | pre-permit | 2028 | N/A | N/A | 24.8408 | 70.3151 | pakistan
sindh carbon energy ltd | 660 | supercritical | pre-permit | 2028 | N/A | N/A | 24.8408 | 70.3151 | pakistan
thar energy ltd | 330 | CFB | operating | 2022 | N/A | N/A | 24.8062 | 70.4005 | pakistan
hassan associates pvt ltd | 250 | subcritical | cancelled | N/A | N/A | N/A | 24.7 | 70.2 | pakistan
hassan associates pvt ltd | 250 | subcritical | cancelled | N/A | N/A | N/A | 24.7 | 70.2 | pakistan
hassan associates pvt ltd | 250 | subcritical | cancelled | N/A | N/A | N/A | 24.7 | 70.2 | pakistan
hassan associates pvt ltd | 250 | subcritical | cancelled | N/A | N/A | N/A | 24.7 | 70.2 | pakistan
k-electric | 330 | supercritical | pre-permit | 2027 | N/A | N/A | 24.7836 | 70.3671 | pakistan
s2 power ltd | 220 | unknown | cancelled | N/A | N/A | N/A | 30.047 | 72.331 | pakistan
celsia sa esp | 40 | subcritical | retired | 2011 | 2021 | N/A | 9.3796 | -79.8219 | panama
celsia sa esp | 40 | subcritical | retired | 2011 | 2021 | N/A | 9.3796 | -79.8219 | panama
celsia sa esp | 40 | subcritical | retired | 2011 | 2021 | N/A | 9.3796 | -79.8219 | panama
minera panamá sa | 153 | subcritical | mothballed | 2018 | N/A | 2025 | 9.0057 | -80.6895 | panama
minera panamá sa | 153 | subcritical | mothballed | 2018 | N/A | 2030 | 9.0057 | -80.6895 | panama
mayur resources ltd | 52 | unknown | cancelled | N/A | N/A | N/A | -6.7308 | 146.9707 | papua new guinea
engie energía perú sa | 135 | subcritical | retired | 1999 | 2022 | N/A | -17.776 | -71.1893 | peru
engie energía perú sa | 135 | subcritical | cancelled | N/A | N/A | N/A | -17.776 | -71.1893 | peru
atimonan one energy inc | 668 | ultra-supercritical | pre-permit | N/A | N/A | N/A | 14.0569 | 121.8617 | philippines
atimonan one energy inc | 668 | ultra-supercritical | pre-permit | N/A | N/A | N/A | 14.0569 | 121.8617 | philippines
mindanao energy systems inc | 55 | CFB | operating | 2017 | N/A | N/A | 8.766 | 124.767 | philippines
mindanao energy systems inc | 55 | CFB | operating | 2017 | N/A | N/A | 8.766 | 124.767 | philippines
mindanao energy systems inc | 55 | CFB | operating | 2017 | N/A | N/A | 8.766 | 124.767 | philippines
trans-asia oil & energy development | 300 | subcritical | cancelled | N/A | N/A | N/A | 16.091 | 120.096 | philippines
trans-asia oil & energy development | 300 | unknown | cancelled | N/A | N/A | N/A | 16.091 | 120.096 | philippines
trans-asia oil & energy development | 300 | unknown | cancelled | N/A | N/A | N/A | 16.091 | 120.096 | philippines
san miguel global power holdings corp | 58 | subcritical | cancelled | N/A | N/A | N/A | 6.5433 | 122.0229 | philippines
jg summit holdings inc | 150 | CFB | cancelled | N/A | N/A | N/A | 13.6839 | 121.0521 | philippines
jg summit holdings inc | 150 | CFB | cancelled | N/A | N/A | N/A | 13.6839 | 121.0521 | philippines
jg summit holdings inc | 150 | CFB | cancelled | N/A | N/A | N/A | 13.6839 | 121.0521 | philippines
jg summit holdings inc | 150 | CFB | cancelled | N/A | N/A | N/A | 13.6839 | 121.0521 | philippines
anda power corp | 84 | CFB | operating | 2016 | N/A | N/A | 15.2363 | 120.6098 | philippines
north negros energy power corp | 150 | subcritical | cancelled | N/A | N/A | N/A | 10.9525 | 123.3316 | philippines
north negros energy power corp | 150 | subcritical | cancelled | N/A | N/A | N/A | 10.9525 | 123.3316 | philippines
sem-calaca power corp | 300 | subcritical | operating | 1984 | N/A | N/A | 13.9326 | 120.7897 | philippines
sem-calaca power corp | 300 | subcritical | operating | 1995 | N/A | N/A | 13.9326 | 120.7897 | philippines
sem-calaca power corp | 150 | subcritical | operating | 2015 | N/A | N/A | 13.9326 | 120.7897 | philippines
sem-calaca power corp | 150 | subcritical | operating | 2015 | N/A | N/A | 13.9326 | 120.7897 | philippines
st. raphael power generation corp | 350 | subcritical | shelved | N/A | N/A | N/A | 13.9326 | 120.7897 | philippines
st. raphael power generation corp | 350 | subcritical | shelved | N/A | N/A | N/A | 13.9326 | 120.7897 | philippines
cebu energy development corp | 82 | subcritical | operating | 2010 | N/A | N/A | 10.3872 | 123.641 | philippines
cebu energy development corp | 82 | subcritical | operating | 2010 | N/A | N/A | 10.3872 | 123.641 | philippines
cebu energy development corp | 82 | subcritical | operating | 2011 | N/A | N/A | 10.3872 | 123.641 | philippines
dmci concepcion power corp | 135 | CFB | operating | 2016 | N/A | N/A | 11.1876 | 123.1207 | philippines
dmci concepcion power corp | 135 | CFB | construction | 2026 | N/A | N/A | 11.1876 | 123.1207 | philippines
dmci power corp | 30 | unknown | cancelled | N/A | N/A | N/A | 11.2049 | 123.1024 | philippines
dmci power corp | 30 | unknown | cancelled | N/A | N/A | N/A | 11.2049 | 123.1024 | philippines
dmci power corp | 30 | unknown | cancelled | N/A | N/A | N/A | 11.2049 | 123.1024 | philippines
malita power inc | 150 | CFB | operating | 2017 | N/A | N/A | 6.3935 | 125.6168 | philippines
malita power inc | 150 | CFB | operating | 2018 | N/A | N/A | 6.3935 | 125.6168 | philippines
san miguel global power holdings corp | 150 | subcritical | cancelled | N/A | N/A | N/A | 6.3935 | 125.6168 | philippines
san miguel global power holdings corp | 150 | subcritical | cancelled | N/A | N/A | N/A | 6.3935 | 125.6168 | philippines
san miguel global power holdings corp | 300 | subcritical | cancelled | N/A | N/A | N/A | 6.3935 | 125.6168 | philippines
therma south inc | 150 | CFB | operating | 2015 | N/A | N/A | 6.9644 | 125.4797 | philippines
therma south inc | 150 | CFB | operating | 2016 | N/A | N/A | 6.9644 | 125.4797 | philippines
therma south inc | 172 | CFB | cancelled | N/A | N/A | N/A | 6.9644 | 125.4797 | philippines
therma south inc | 172 | CFB | cancelled | N/A | N/A | N/A | 6.9644 | 125.4797 | philippines
gnpower dinginin ltd co | 668 | supercritical | operating | 2022 | N/A | N/A | 14.4246 | 120.541 | philippines
gnpower dinginin ltd co | 668 | supercritical | operating | 2022 | N/A | N/A | 14.4246 | 120.541 | philippines
san miguel global power holdings corp | 300 | subcritical | cancelled | N/A | N/A | N/A | 6.1167 | 125.1667 | philippines
hanjo co ltd | 600 | unknown | cancelled | N/A | N/A | N/A | 14.6521 | 120.4529 | philippines
philippine associated smelting and refining corp | 200 | subcritical | cancelled | N/A | N/A | N/A | 10.8946 | 124.4361 | philippines
pnoc exploration corp | 100 | subcritical | cancelled | N/A | N/A | N/A | 16.94 | 121.77 | philippines
san miguel global power holdings corp | 58 | subcritical | cancelled | N/A | N/A | N/A | 6.0403 | 121.0049 | philippines
h & wb asia pacific (pte ltd) corp | 350 | supercritical | cancelled | 2026 | N/A | N/A | 14.3378 | 122.6735 | philippines
h & wb asia pacific (pte ltd) corp | 350 | supercritical | cancelled | N/A | N/A | N/A | 14.3378 | 122.6735 | philippines
sarangani energy corp | 105 | subcritical | operating | 2016 | N/A | N/A | 5.8687 | 125.0798 | philippines
sarangani energy corp | 105 | subcritical | operating | 2019 | N/A | N/A | 5.8687 | 125.0798 | philippines
kepco philippines corp | 200 | subcritical | cancelled | N/A | N/A | N/A | 14.8505 | 120.2053 | philippines
st. augustine gold & copper ltd | 80 | subcritical | cancelled | N/A | N/A | N/A | 7.176 | 125.972 | philippines
st. augustine gold & copper ltd | 80 | subcritical | cancelled | N/A | N/A | N/A | 7.176 | 125.972 | philippines
global luzon energy development corp | 335 | unknown | cancelled | N/A | N/A | N/A | 16.8359 | 120.3425 | philippines
global luzon energy development corp | 335 | unknown | cancelled | N/A | N/A | N/A | 16.8359 | 120.3425 | philippines
gnpower kauswagan ltd co | 138 | subcritical | operating | 2019 | N/A | N/A | 8.1869 | 124.1154 | philippines
gnpower kauswagan ltd co | 138 | subcritical | operating | 2019 | N/A | N/A | 8.1869 | 124.1154 | philippines
gnpower kauswagan ltd co | 138 | subcritical | operating | 2019 | N/A | N/A | 8.1869 | 124.1154 | philippines
gnpower kauswagan ltd co | 138 | subcritical | operating | 2020 | N/A | N/A | 8.1869 | 124.1154 | philippines
limay power inc | 134 | CFB | operating | 2017 | N/A | N/A | 14.5204 | 120.6027 | philippines
limay power inc | 134 | CFB | operating | 2017 | N/A | N/A | 14.5204 | 120.6027 | philippines
limay power inc | 134 | CFB | operating | 2018 | N/A | N/A | 14.5204 | 120.6027 | philippines
limay power inc | 134 | CFB | operating | 2019 | N/A | N/A | 14.5204 | 120.6027 | philippines
limay power inc | 150 | CFB | cancelled | N/A | N/A | N/A | 14.5204 | 120.6027 | philippines
limay power inc | 150 | CFB | cancelled | N/A | N/A | N/A | 14.5204 | 120.6027 | philippines
ludo power corp | 300 | unknown | cancelled | N/A | N/A | N/A | 10.29 | 123.889 | philippines
lumiere energy technologies inc | 355 | supercritical | cancelled | 2025 | N/A | N/A | 13.9194 | 121.741 | philippines
lumiere energy technologies inc | 355 | supercritical | cancelled | 2025 | N/A | N/A | 13.9194 | 121.741 | philippines
asia pacific energy corp | 52 | subcritical | operating | 2006 | N/A | N/A | 15.2356 | 120.6106 | philippines
san miguel global power holdings corp | 300 | unknown | cancelled | N/A | N/A | N/A | 9.6642 | 123.3516 | philippines
gnpower mariveles energy center ltd co | 325.8 | subcritical | operating | 2013 | N/A | N/A | 14.4252 | 120.537 | philippines
gnpower mariveles energy center ltd co | 325.8 | subcritical | operating | 2013 | N/A | N/A | 14.4252 | 120.537 | philippines
masinloc power partners co ltd | 330 | subcritical | operating | 1998 | N/A | N/A | 15.5641 | 119.9231 | philippines
masinloc power partners co ltd | 344 | subcritical | operating | 1999 | N/A | N/A | 15.5641 | 119.9231 | philippines
masinloc power partners co ltd | 351.8 | subcritical | operating | 2020 | N/A | N/A | 15.5638 | 119.9192 | philippines
masinloc power partners co ltd | 350 | supercritical | construction | 2025 | N/A | N/A | 15.5638 | 119.9192 | philippines
masinloc power partners co ltd | 350 | supercritical | pre-permit | 2026 | N/A | N/A | 15.5638 | 119.9192 | philippines
steag state power inc | 116 | subcritical | operating | 2006 | N/A | 2027 | 8.5725 | 124.7573 | philippines
steag state power inc | 116 | subcritical | operating | 2006 | N/A | 2027 | 8.5725 | 124.7573 | philippines
steag state power inc | 150 | subcritical | cancelled | N/A | N/A | N/A | 8.5725 | 124.7573 | philippines
fdc misamis power corp | 135 | subcritical | operating | 2016 | N/A | N/A | 8.561 | 124.7478 | philippines
fdc misamis power corp | 135 | subcritical | operating | 2016 | N/A | N/A | 8.561 | 124.7478 | philippines
fdc misamis power corp | 135 | subcritical | operating | 2016 | N/A | N/A | 8.561 | 124.7478 | philippines
fdc misamis power corp | 135 | subcritical | permitted | 2027 | N/A | N/A | 8.561 | 124.7478 | philippines
fdc misamis power corp | 135 | subcritical | permitted | 2027 | N/A | N/A | 8.561 | 124.7478 | philippines
therma power visayas inc | 50 | subcritical | retired | 1981 | 2015 | N/A | 10.2175 | 123.7606 | philippines
therma power visayas inc | 55 | subcritical | retired | 1981 | 2015 | N/A | 10.2175 | 123.7606 | philippines
spc power corp | 110.5 | subcritical | operating | 2010 | N/A | N/A | 10.2175 | 123.7606 | philippines
spc power corp | 110.5 | subcritical | operating | 2011 | N/A | N/A | 10.2175 | 123.7606 | philippines
therma power visayas inc | 100 | subcritical | cancelled | N/A | N/A | N/A | 10.2175 | 123.7606 | philippines
therma power visayas inc | 100 | subcritical | cancelled | N/A | N/A | N/A | 10.2175 | 123.7606 | philippines
oyon bay energy resources inc | 150 | unknown | cancelled | N/A | N/A | N/A | 15.5333 | 119.95 | philippines
ozamis power generation | 150 | unknown | cancelled | 2023 | N/A | N/A | 8.1232 | 123.817 | philippines
ozamis power generation | 150 | unknown | cancelled | 2023 | N/A | N/A | 8.1232 | 123.817 | philippines
aboitiz power corp | 367.5 | subcritical | operating | 1996 | N/A | N/A | 13.8932 | 121.745 | philippines
aboitiz power corp | 367.5 | subcritical | operating | 1996 | N/A | N/A | 13.8932 | 121.745 | philippines
team energy corp | 210 | subcritical | operating | 2018 | N/A | N/A | 13.8932 | 121.745 | philippines
aboitiz power corp | 210 | subcritical | operating | 2018 | N/A | N/A | 13.8932 | 121.745 | philippines
kepco philippines corp | 50 | subcritical | cancelled | N/A | N/A | N/A | 10.9203 | 122.6726 | philippines
kepco philippines corp | 50 | subcritical | cancelled | N/A | N/A | N/A | 10.9203 | 122.6726 | philippines
panay energy development corp | 82 | subcritical | operating | 2010 | N/A | N/A | 10.7244 | 122.5958 | philippines
panay energy development corp | 82 | subcritical | operating | 2011 | N/A | N/A | 10.7244 | 122.5958 | philippines
panay energy development corp | 150 | CFB | operating | 2016 | N/A | N/A | 10.7244 | 122.5958 | philippines
petron corp | 35 | unknown | operating | 2013 | N/A | N/A | 14.529 | 120.6011 | philippines
petron corp | 35 | CFB | operating | 2013 | N/A | N/A | 14.529 | 120.6011 | philippines
petron corp | 35 | CFB | operating | 2013 | N/A | N/A | 14.529 | 120.6011 | philippines
petron corp | 35 | CFB | operating | 2013 | N/A | N/A | 14.529 | 120.6011 | philippines
global business power corp | 80 | unknown | cancelled | N/A | N/A | N/A | 10.5197 | 122.7971 | philippines
south luzon thermal energy corp | 135 | subcritical | operating | 2015 | N/A | 2040 | 13.9193 | 120.8261 | philippines
south luzon thermal energy corp | 135 | subcritical | operating | 2016 | N/A | 2040 | 13.9193 | 120.8261 | philippines
orion pacific prime energy inc | 1200 | unknown | cancelled | 2024 | N/A | N/A | 14.0373 | 122.3083 | philippines
quezon power (philippines) ltd co | 538 | subcritical | operating | 2000 | N/A | N/A | 14.2296 | 121.7558 | philippines
san buenaventura power ltd co | 528 | supercritical | operating | 2019 | N/A | N/A | 14.2296 | 121.7558 | philippines
san miguel global power holdings corp | 300 | CFB | cancelled | N/A | N/A | N/A | 10.4827 | 123.4137 | philippines
san miguel global power holdings corp | 82 | unknown | cancelled | N/A | N/A | N/A | 6.8479 | 125.4181 | philippines
san miguel global power holdings corp | 600 | unknown | cancelled | N/A | N/A | N/A | 13.9147 | 121.5721 | philippines
semirara mining and power corp | 50 | CFB | cancelled | N/A | N/A | N/A | 12.0481 | 121.3979 | philippines
philippine national oil co | 100 | subcritical | cancelled | 2016 | N/A | N/A | 7.616 | 123 | philippines
central luzon premiere power corp | 355 | supercritical | cancelled | 2025 | N/A | N/A | 13.9194 | 121.741 | philippines
central luzon premiere power corp | 355 | supercritical | cancelled | 2025 | N/A | N/A | 13.9194 | 121.741 | philippines
central luzon premiere power corp | 355 | supercritical | cancelled | 2025 | N/A | N/A | 13.9194 | 121.741 | philippines
central luzon premiere power corp | 355 | supercritical | cancelled | 2026 | N/A | N/A | 13.9194 | 121.741 | philippines
mariveles power generation corp | 300 | supercritical | pre-permit | 2029 | N/A | N/A | 14.4494 | 120.4323 | philippines
mariveles power generation corp | 300 | supercritical | pre-permit | 2029 | N/A | N/A | 14.4494 | 120.4323 | philippines
mariveles power generation corp | 150 | CFB | operating | 2024 | N/A | N/A | 14.4494 | 120.4323 | philippines
mariveles power generation corp | 150 | CFB | operating | 2024 | N/A | N/A | 14.4494 | 120.4323 | philippines
mariveles power generation corp | 150 | CFB | operating | 2024 | N/A | N/A | 14.4494 | 120.4323 | philippines
mariveles power generation corp | 150 | unknown | construction | 2025 | N/A | N/A | 14.4494 | 120.4323 | philippines
kepco philippines corp | 500 | ultra-supercritical | cancelled | 2024 | N/A | N/A | 16.091 | 120.096 | philippines
kepco philippines corp | 500 | ultra-supercritical | cancelled | 2025 | N/A | N/A | 16.091 | 120.096 | philippines
sual power inc | 647 | subcritical | operating | 1999 | N/A | N/A | 16.125 | 120.1006 | philippines
sual power inc | 647 | subcritical | operating | 1999 | N/A | N/A | 16.125 | 120.1006 | philippines
team sual power corp | 600 | subcritical | cancelled | N/A | N/A | N/A | 16.125 | 120.1006 | philippines
redondo peninsula energy inc | 300 | CFB | cancelled | 2021 | N/A | N/A | 14.7674 | 120.1943 | philippines
redondo peninsula energy inc | 300 | CFB | cancelled | 2021 | N/A | N/A | 14.7674 | 120.1943 | philippines
sultan energy philippines corp | 200 | subcritical | cancelled | N/A | N/A | N/A | 6.55 | 124.2833 | philippines
san miguel global power holdings corp | 58 | subcritical | cancelled | N/A | N/A | N/A | 5.0351 | 119.9575 | philippines
therma visayas inc | 170 | CFB | operating | 2019 | N/A | N/A | 10.3497 | 123.6036 | philippines
therma visayas inc | 170 | CFB | operating | 2019 | N/A | N/A | 10.3497 | 123.6036 | philippines
therma visayas inc | 169 | unknown | pre-permit | 2027 | N/A | N/A | 10.3497 | 123.6036 | philippines
toledo power corp | 40 | subcritical | retired | 1983 | 2023 | N/A | 10.3873 | 123.6424 | philippines
toledo power corp | 82 | subcritical | operating | 2014 | N/A | N/A | 10.3873 | 123.6424 | philippines
global business power corp | 52 | subcritical | retired | 1983 | 2016 | N/A | 10.3873 | 123.6424 | philippines
toledo power corp | 80 | subcritical | pre-permit | N/A | N/A | N/A | 10.3873 | 123.6424 | philippines
united pulp & paper co inc | 30 | CFB | operating | 1998 | N/A | N/A | 14.8953 | 120.7717 | philippines
san ramon power inc | 120 | subcritical | pre-permit | 2028 | N/A | N/A | 7.0037 | 121.9237 | philippines
china energy engineering corp ltd | 180 | unknown | cancelled | N/A | N/A | N/A | 16 | 121 | philippines
zesto corp | 420 | unknown | cancelled | N/A | N/A | N/A | 16 | 121 | philippines
china energy engineering corp ltd | 180 | unknown | cancelled | N/A | N/A | N/A | 16 | 121 | philippines
zesto corp | 420 | unknown | cancelled | N/A | N/A | N/A | 16 | 121 | philippines
zespół elektrowni pątnów adamów konin sa | 120 | subcritical | retired | 1964 | 2017 | N/A | 52.0123 | 18.5462 | poland
zespół elektrowni pątnów adamów konin sa | 120 | subcritical | retired | 1964 | 2017 | N/A | 52.0123 | 18.5462 | poland
zespół elektrowni pątnów adamów konin sa | 120 | subcritical | retired | 1964 | 2017 | N/A | 52.0123 | 18.5462 | poland
zespół elektrowni pątnów adamów konin sa | 120 | subcritical | retired | 1964 | 2017 | N/A | 52.0123 | 18.5462 | poland
zespół elektrowni pątnów adamów konin sa | 120 | subcritical | retired | 1966 | 2017 | N/A | 52.0123 | 18.5462 | poland
elektrocieplownia bedzin sa | 81.5 | subcritical | operating | 1975 | N/A | N/A | 50.3039 | 19.1378 | poland
pge górnictwo i energetyka konwencjonalna sa | 370 | subcritical | retired | 1981 | 2019 | N/A | 51.2664 | 19.3306 | poland
pge górnictwo i energetyka konwencjonalna sa | 370 | subcritical | operating | 1987 | N/A | 2034 | 51.2664 | 19.3306 | poland
pge górnictwo i energetyka konwencjonalna sa | 390 | subcritical | operating | 1988 | N/A | 2035 | 51.2664 | 19.3306 | poland
pge górnictwo i energetyka konwencjonalna sa | 370 | subcritical | operating | 1988 | N/A | 2035 | 51.2664 | 19.3306 | poland
pge górnictwo i energetyka konwencjonalna sa | 358 | subcritical | operating | 1983 | N/A | 2030 | 51.2664 | 19.3306 | poland
pge górnictwo i energetyka konwencjonalna sa | 380 | subcritical | operating | 1984 | N/A | 2031 | 51.2664 | 19.3306 | poland
pge górnictwo i energetyka konwencjonalna sa | 380 | subcritical | operating | 1984 | N/A | 2032 | 51.2664 | 19.3306 | poland
pge górnictwo i energetyka konwencjonalna sa | 380 | subcritical | operating | 1985 | N/A | 2032 | 51.2664 | 19.3306 | poland
pge górnictwo i energetyka konwencjonalna sa | 394 | subcritical | operating | 1985 | N/A | 2033 | 51.2664 | 19.3306 | poland
pge górnictwo i energetyka konwencjonalna sa | 390 | subcritical | operating | 1985 | N/A | 2033 | 51.2664 | 19.3306 | poland
pge górnictwo i energetyka konwencjonalna sa | 390 | subcritical | operating | 1986 | N/A | 2034 | 51.2664 | 19.3306 | poland
pge górnictwo i energetyka konwencjonalna sa | 370 | subcritical | operating | 1986 | N/A | 2034 | 51.2664 | 19.3306 | poland
pge górnictwo i energetyka konwencjonalna sa | 858 | supercritical | operating | 2011 | N/A | 2036 | 51.2664 | 19.3306 | poland
pge górnictwo i energetyka konwencjonalna sa | 858 | supercritical | cancelled | N/A | N/A | N/A | 51.2664 | 19.3306 | poland
enea ciepło sp zoo | 65 | subcritical | retired | 1978 | 2012 | N/A | 53.148 | 23.1696 | poland
elektrocieplownia bialystok sa | 55 | subcritical | operating | 1981 | N/A | N/A | 53.148 | 23.1696 | poland
elektrocieplownia bialystok sa | 55 | subcritical | operating | 1991 | N/A | N/A | 53.148 | 23.1696 | poland
tauron cieplo sp zoo | 61 | subcritical | retired | 1960 | 2015 | N/A | 49.8117 | 19.0529 | poland
tauron cieplo sp zoo | 50 | subcritical | operating | 2013 | N/A | N/A | 49.8117 | 19.0529 | poland
tauron wytwarzanie sa | 55 | subcritical | operating | 1997 | N/A | N/A | 49.8117 | 19.0529 | poland
tauron wytwarzanie sa | 303.3333 | unknown | cancelled | N/A | N/A | N/A | 50.7833 | 18.9667 | poland
kghm polska miedź sa | 303.3333 | unknown | cancelled | N/A | N/A | N/A | 50.7833 | 18.9667 | poland
tauron polska energia sa | 303.3333 | unknown | cancelled | N/A | N/A | N/A | 50.7833 | 18.9667 | poland
tauron wytwarzanie sa | 55 | subcritical | retired | 1958 | 2014 | N/A | 50.3557 | 18.2912 | poland
tauron wytwarzanie sa | 55 | subcritical | retired | 1959 | 2014 | N/A | 50.3557 | 18.2912 | poland
tauron wytwarzanie sa | 55 | subcritical | retired | 1960 | 2014 | N/A | 50.3557 | 18.2912 | poland
pge energia ciepła sa | 55 | subcritical | operating | 1971 | N/A | 2025 | 53.0992 | 18.0889 | poland
pge energia ciepła sa | 32 | subcritical | operating | 1971 | N/A | 2025 | 53.0992 | 18.0889 | poland
pge energia ciepła sa | 55 | subcritical | operating | 1976 | N/A | 2030 | 53.0992 | 18.0889 | poland
pge energia ciepła sa | 50 | subcritical | operating | 1971 | N/A | 2030 | 53.0992 | 18.0889 | poland
pge energia ciepła sa | 35 | subcritical | retired | 1984 | 2015 | N/A | 53.0992 | 18.0889 | poland
čez polska sp zoo | 113 | subcritical | operating | 2003 | N/A | N/A | 50.3075 | 18.9695 | poland
čez polska sp zoo | 113 | subcritical | operating | 2003 | N/A | N/A | 50.3075 | 18.9695 | poland
kompania weglowa sa | 1000 | unknown | cancelled | N/A | N/A | N/A | 49.9667 | 18.95 | poland
fortum power and heat polska sp zoo | 64 | subcritical | operating | 2010 | N/A | 2027 | 50.8 | 19.1167 | poland
pge zespol elek dolna odra sa | 222 | subcritical | retired | 1974 | 2020 | N/A | 53.2078 | 14.4672 | poland
pge zespol elek dolna odra sa | 232 | subcritical | retired | 1974 | 2020 | N/A | 53.2078 | 14.4672 | poland
pge zespol elek dolna odra sa | 215 | subcritical | retired | 1974 | 2014 | N/A | 53.2078 | 14.4672 | poland
pge zespol elek dolna odra sa | 215 | subcritical | retired | 1974 | 2012 | N/A | 53.2078 | 14.4672 | poland
pge zespol elek dolna odra sa | 222 | subcritical | operating | 1974 | N/A | 2025 | 53.2078 | 14.4672 | poland
pge zespol elek dolna odra sa | 222 | subcritical | operating | 1974 | N/A | 2025 | 53.2078 | 14.4672 | poland
pge zespol elek dolna odra sa | 232 | subcritical | operating | 1974 | N/A | 2025 | 53.2078 | 14.4672 | poland
pge zespol elek dolna odra sa | 232 | subcritical | operating | 1977 | N/A | 2025 | 53.2078 | 14.4672 | poland
pge energia ciepła sa | 52.8 | subcritical | operating | 1973 | N/A | 2030 | 54.3782 | 18.6413 | poland
pge energia ciepła sa | 54 | subcritical | operating | 1978 | N/A | 2030 | 54.3782 | 18.6413 | poland
pge energia ciepła sa | 58 | subcritical | operating | 1984 | N/A | 2030 | 54.3782 | 18.6413 | poland
pge energia ciepła sa | 53 | subcritical | operating | 1994 | N/A | 2030 | 54.3782 | 18.6413 | poland
pge energia ciepła sa | 52.6 | subcritical | retired | 1980 | 2024 | N/A | 54.5534 | 18.4808 | poland
pge energia ciepła sa | 52.6 | subcritical | operating | 1990 | N/A | 2030 | 54.5534 | 18.4808 | poland
opel europe | 32 | subcritical | operating | 2003 | N/A | N/A | 50.3177 | 18.6265 | poland
pge energia ciepła sa | 32 | subcritical | operating | 1976 | N/A | 2023 | 52.7504 | 15.2712 | poland
pge energia ciepła sa | 30 | subcritical | retired | 1976 | 2021 | N/A | 52.7504 | 15.2712 | poland
polska grupa energetyczna sa | 3000 | supercritical | cancelled | 2020 | N/A | N/A | 51.949 | 14.7285 | poland
tauron polska energia sa | 440 | unknown | cancelled | N/A | N/A | N/A | 50.2325 | 18.8519 | poland
tauron wytwarzanie sa | 50 | subcritical | retired | 1960 | 2012 | N/A | 50.2328 | 18.8526 | poland
tauron wytwarzanie sa | 50 | subcritical | retired | 1962 | 2012 | N/A | 50.2328 | 18.8526 | poland
tauron wytwarzanie sa | 50 | subcritical | retired | 1963 | 2012 | N/A | 50.2328 | 18.8526 | poland
tauron wytwarzanie sa | 50 | subcritical | retired | 1963 | 2012 | N/A | 50.2328 | 18.8526 | poland
tauron wydobycie sa | 60 | subcritical | retired | 1998 | 2013 | N/A | 50.2134 | 19.2281 | poland
tauron wytwarzanie sa | 70 | subcritical | operating | 1998 | N/A | N/A | 50.2134 | 19.2281 | poland
tauron wytwarzanie sa | 70 | subcritical | operating | 1998 | N/A | N/A | 50.2134 | 19.2281 | poland
tauron wytwarzanie sa | 225 | subcritical | operating | 1977 | N/A | N/A | 50.2072 | 19.2053 | poland
tauron wytwarzanie sa | 225 | subcritical | operating | 1977 | N/A | N/A | 50.2072 | 19.2053 | poland
tauron wytwarzanie sa | 225 | subcritical | operating | 1977 | N/A | N/A | 50.2072 | 19.2053 | poland
tauron wytwarzanie sa | 225 | subcritical | operating | 1977 | N/A | N/A | 50.2072 | 19.2053 | poland
tauron wytwarzanie sa | 220 | subcritical | operating | 1978 | N/A | N/A | 50.2072 | 19.2053 | poland
tauron wytwarzanie sa | 225 | subcritical | operating | 1978 | N/A | N/A | 50.2072 | 19.2053 | poland
tauron wytwarzanie sa | 910 | supercritical | operating | 2020 | N/A | 2035 | 50.2078 | 19.2097 | poland
tauron cieplo sp zoo | 135 | subcritical | operating | 1999 | N/A | N/A | 50.2857 | 19.0544 | poland
zak-pke consortium | 910 | unknown | cancelled | 2011 | N/A | N/A | 50.3499 | 18.2262 | poland
zespół elektrowni pątnów adamów konin sa | 50 | subcritical | retired | 1958 | 2020 | N/A | 52.2837 | 18.2695 | poland
zespół elektrowni pątnów adamów konin sa | 65 | subcritical | retired | 1958 | 2022 | N/A | 52.2837 | 18.2695 | poland
zespół elektrowni pątnów adamów konin sa | 50 | subcritical | retired | 1960 | 2020 | N/A | 52.2837 | 18.2695 | poland
enea wytwarzanie sp zoo | 215 | subcritical | operating | 1972 | N/A | 2025 | 51.5829 | 21.5478 | poland
enea wytwarzanie sp zoo | 560 | subcritical | operating | 1979 | N/A | 2042 | 51.5829 | 21.5478 | poland
enea wytwarzanie sp zoo | 1075 | supercritical | operating | 2017 | N/A | 2048 | 51.5829 | 21.5478 | poland
enea wytwarzanie sp zoo | 1075 | supercritical | cancelled | N/A | N/A | N/A | 51.5829 | 21.5478 | poland
enea wytwarzanie sp zoo | 225 | subcritical | operating | 1973 | N/A | 2025 | 51.5829 | 21.5478 | poland
enea wytwarzanie sp zoo | 225 | subcritical | operating | 1973 | N/A | 2025 | 51.5829 | 21.5478 | poland
enea wytwarzanie sp zoo | 228 | subcritical | operating | 1973 | N/A | 2025 | 51.5829 | 21.5478 | poland
enea wytwarzanie sp zoo | 225 | subcritical | operating | 1973 | N/A | 2027 | 51.5829 | 21.5478 | poland
enea wytwarzanie sp zoo | 228 | subcritical | operating | 1974 | N/A | 2027 | 51.5829 | 21.5478 | poland
enea wytwarzanie sp zoo | 225 | subcritical | operating | 1974 | N/A | 2027 | 51.5829 | 21.5478 | poland
enea wytwarzanie sp zoo | 228 | subcritical | operating | 1975 | N/A | 2027 | 51.5829 | 21.5478 | poland
enea wytwarzanie sp zoo | 560 | subcritical | operating | 1978 | N/A | 2041 | 51.5829 | 21.5478 | poland
pge energia ciepła sa | 120 | subcritical | operating | 1970 | N/A | 2030 | 50.054 | 20.006 | poland
pge energia ciepła sa | 120 | subcritical | operating | 1978 | N/A | 2030 | 50.054 | 20.006 | poland
pge energia ciepła sa | 110 | subcritical | operating | 1985 | N/A | 2030 | 50.054 | 20.006 | poland
pge energia ciepła sa | 110 | subcritical | retired | 1985 | 2015 | N/A | 50.054 | 20.006 | poland
tauron wytwarzanie sa | 120 | subcritical | retired | 1963 | 2013 | N/A | 50.3502 | 19.1435 | poland
tauron wytwarzanie sa | 120 | subcritical | retired | 1963 | 2013 | N/A | 50.3502 | 19.1435 | poland
tauron wytwarzanie sa | 120 | subcritical | retired | 1966 | 2009 | N/A | 50.3502 | 19.1435 | poland
tauron wytwarzanie sa | 120 | subcritical | retired | 1966 | 2016 | N/A | 50.3502 | 19.1435 | poland
tauron wytwarzanie sa | 120 | subcritical | retired | 1966 | 2020 | N/A | 50.3502 | 19.1435 | poland
tauron wytwarzanie sa | 120 | subcritical | retired | 1966 | 2020 | N/A | 50.3502 | 19.1435 | poland
tauron wytwarzanie sa | 460 | supercritical | operating | 2009 | N/A | 2035 | 50.3502 | 19.1435 | poland
tauron wytwarzanie sa | 125 | subcritical | retired | 1960 | 2020 | N/A | 50.1345 | 18.8444 | poland
tauron wytwarzanie sa | 225 | subcritical | operating | 1982 | N/A | N/A | 50.1345 | 18.8444 | poland
tauron wytwarzanie sa | 225 | subcritical | operating | 1982 | N/A | N/A | 50.1345 | 18.8444 | poland
tauron wytwarzanie sa | 225 | subcritical | operating | 1982 | N/A | N/A | 50.1345 | 18.8444 | poland
tauron wytwarzanie sa | 125 | subcritical | retired | 1960 | 2020 | N/A | 50.1345 | 18.8444 | poland
tauron wytwarzanie sa | 230 | subcritical | operating | 1982 | N/A | N/A | 50.1345 | 18.8444 | poland
lubelski wegiel bogdanka sa | 500 | unknown | cancelled | 2020 | N/A | N/A | 51.3009 | 22.8821 | poland
enea sa | 500 | IGCC | cancelled | N/A | N/A | N/A | 51.3 | 22.8833 | poland
polska grupa energetyczna sa | 400 | unknown | cancelled | N/A | N/A | N/A | 51.207 | 16.1553 | poland
kghm cuprum sp zoo | 400 | unknown | cancelled | N/A | N/A | N/A | 51.207 | 16.1553 | poland
veolia energia polska sa | 87 | subcritical | retired | 1958 | 2015 | N/A | 51.742 | 19.4487 | poland
veolia energia polska sa | 33 | subcritical | operating | 1968 | N/A | 2025 | 51.7984 | 19.4207 | poland
veolia energia polska sa | 55 | subcritical | operating | 1968 | N/A | 2025 | 51.7984 | 19.4207 | poland
veolia energia polska sa | 55 | subcritical | operating | 1968 | N/A | 2025 | 51.7984 | 19.4207 | poland
veolia energia polska sa | 55 | subcritical | operating | 1968 | N/A | 2025 | 51.7984 | 19.4207 | poland
veolia energia łódź sa | 55 | subcritical | operating | 1977 | N/A | 2025 | 51.7456 | 19.5396 | poland
veolia energia łódź sa | 55 | subcritical | operating | 1978 | N/A | 2025 | 51.7456 | 19.5396 | poland
veolia energia łódź sa | 105 | subcritical | operating | 1992 | N/A | 2025 | 51.7456 | 19.5396 | poland
polska grupa energetyczna sa | 400 | supercritical | cancelled | N/A | N/A | N/A | 51.21 | 22.5541 | poland
engie sa | 400 | supercritical | cancelled | N/A | N/A | N/A | 51.21 | 22.5541 | poland
polska grupa energetyczna sa | 400 | supercritical | cancelled | N/A | N/A | N/A | 51.21 | 22.5541 | poland
engie sa | 400 | supercritical | cancelled | N/A | N/A | N/A | 51.21 | 22.5541 | poland
fortum bytom sa | 55 | subcritical | retired | 1955 | 2019 | N/A | 50.3491 | 18.8419 | poland
fortum bytom sa | 55 | subcritical | retired | 1955 | 2019 | N/A | 50.3491 | 18.8419 | poland
katowicki holding węglowy | 40 | unknown | cancelled | N/A | N/A | N/A | 50.1806 | 19.0072 | poland
vattenfall ab | 830 | supercritical | cancelled | 2010 | N/A | N/A | 53.7422 | 18.8231 | poland
vattenfall ab | 830 | supercritical | cancelled | 2010 | N/A | N/A | 53.7422 | 18.8231 | poland
pge elektrownia opole sa | 386 | subcritical | operating | 1993 | N/A | 2020 | 50.7518 | 17.882 | poland
pge elektrownia opole sa | 383 | subcritical | operating | 1994 | N/A | 2020 | 50.7518 | 17.882 | poland
pge elektrownia opole sa | 383 | subcritical | operating | 1996 | N/A | N/A | 50.7518 | 17.882 | poland
pge elektrownia opole sa | 380 | subcritical | operating | 1997 | N/A | N/A | 50.7518 | 17.882 | poland
polska grupa energetyczna sa | 900 | ultra-supercritical | operating | 2019 | N/A | N/A | 50.7518 | 17.882 | poland
polska grupa energetyczna sa | 900 | ultra-supercritical | operating | 2019 | N/A | N/A | 50.7518 | 17.882 | poland
polskie górnictwo naftowe i gazownictwo sa | 11.3667 | subcritical | operating | 1958 | N/A | N/A | 53.1036 | 21.6125 | poland
energa sa | 11.3667 | subcritical | operating | 1958 | N/A | N/A | 53.1036 | 21.6125 | poland
orlen sa | 11.3667 | subcritical | operating | 1958 | N/A | N/A | 53.1036 | 21.6125 | poland
polskie górnictwo naftowe i gazownictwo sa | 73.6667 | subcritical | operating | 1972 | N/A | N/A | 53.1036 | 21.6125 | poland
energa sa | 73.6667 | subcritical | operating | 1972 | N/A | N/A | 53.1036 | 21.6125 | poland
orlen sa | 73.6667 | subcritical | operating | 1972 | N/A | N/A | 53.1036 | 21.6125 | poland
polskie górnictwo naftowe i gazownictwo sa | 66.6667 | subcritical | operating | 1972 | N/A | N/A | 53.1036 | 21.6125 | poland
orlen sa | 66.6667 | subcritical | operating | 1972 | N/A | N/A | 53.1036 | 21.6125 | poland
energa sa | 66.6667 | subcritical | operating | 1972 | N/A | N/A | 53.1036 | 21.6125 | poland
polskie górnictwo naftowe i gazownictwo sa | 75.3333 | subcritical | operating | 1972 | N/A | N/A | 53.1036 | 21.6125 | poland
orlen sa | 75.3333 | subcritical | operating | 1972 | N/A | N/A | 53.1036 | 21.6125 | poland
energa sa | 75.3333 | subcritical | operating | 1972 | N/A | N/A | 53.1036 | 21.6125 | poland
orlen sa | 333.3333 | ultra-supercritical | cancelled | 2020 | N/A | N/A | 53.1036 | 21.6125 | poland
polskie górnictwo naftowe i gazownictwo sa | 333.3333 | ultra-supercritical | cancelled | 2020 | N/A | N/A | 53.1036 | 21.6125 | poland
energa sa | 333.3333 | ultra-supercritical | cancelled | 2020 | N/A | N/A | 53.1036 | 21.6125 | poland
zespół elektrowni pątnów adamów konin sa | 200 | subcritical | retired | 1967 | 2020 | N/A | 52.302 | 18.237 | poland
zespół elektrowni pątnów adamów konin sa | 200 | subcritical | retired | 1967 | 2020 | N/A | 52.302 | 18.237 | poland
zespół elektrowni pątnów adamów konin sa | 200 | subcritical | retired | 1967 | 2024 | N/A | 52.302 | 18.237 | poland
zespół elektrowni pątnów adamów konin sa | 200 | subcritical | retired | 1967 | 2019 | N/A | 52.302 | 18.237 | poland
zespół elektrowni pątnów adamów konin sa | 222 | subcritical | retired | 1967 | 2024 | N/A | 52.302 | 18.237 | poland
zespół elektrowni pątnów adamów konin sa | 222 | subcritical | retired | 1967 | 2024 | N/A | 52.302 | 18.237 | poland
zespół elektrowni pątnów adamów konin sa | 474 | supercritical | operating | 2008 | N/A | 2026 | 52.302 | 18.237 | poland
rwe ag | 800 | supercritical | cancelled | 2010 | N/A | N/A | 50.0163 | 19.0967 | poland
enea sa | 225 | subcritical | operating | 1979 | N/A | N/A | 50.4377 | 21.3377 | poland
enea sa | 242 | subcritical | operating | 1979 | N/A | N/A | 50.4377 | 21.3377 | poland
enea sa | 242 | subcritical | operating | 1979 | N/A | N/A | 50.4377 | 21.3377 | poland
enea sa | 242 | subcritical | operating | 1979 | N/A | N/A | 50.4377 | 21.3377 | poland
enea sa | 225 | subcritical | operating | 1982 | N/A | N/A | 50.4377 | 21.3377 | poland
enea sa | 242 | subcritical | operating | 1982 | N/A | N/A | 50.4377 | 21.3377 | poland
enea sa | 239 | subcritical | operating | 1983 | N/A | N/A | 50.4377 | 21.3377 | poland
enea sa | 225 | subcritical | retired | 1983 | 2011 | N/A | 50.4377 | 21.3377 | poland
polenergia sa | 800 | supercritical | cancelled | N/A | N/A | N/A | 53.9629 | 18.7118 | poland
polenergia sa | 800 | unknown | cancelled | N/A | N/A | N/A | 53.9629 | 18.7118 | poland
zespół elektrowni dolna odra sa | 67 | subcritical | operating | 1961 | N/A | N/A | 53.391 | 14.5248 | poland
zespół elektrowni dolna odra sa | 67 | subcritical | operating | 1961 | N/A | N/A | 53.391 | 14.5248 | poland
veolia energia polska sa | 55 | subcritical | operating | 1985 | N/A | 2025 | 52.4364 | 16.9887 | poland
veolia energia polska sa | 100 | subcritical | operating | 1991 | N/A | 2025 | 52.4364 | 16.9887 | poland
veolia energia polska sa | 130 | subcritical | operating | 1998 | N/A | 2025 | 52.4364 | 16.9887 | poland
polska grupa energetyczna sa | 800 | unknown | cancelled | N/A | N/A | N/A | 51.3 | 22.9667 | poland
grupa azoty sa | 100 | unknown | construction | 2025 | N/A | N/A | 51.4164 | 21.9693 | poland
vattenfall ab | 1620 | unknown | cancelled | 2012 | N/A | N/A | 51.4164 | 21.9693 | poland
grupa azoty sa | 30 | subcritical | operating | 1965 | N/A | N/A | 51.4572 | 21.9738 | poland
grupa azoty sa | 30 | subcritical | operating | 1965 | N/A | N/A | 51.4572 | 21.9738 | poland
grupa azoty sa | 32 | subcritical | operating | 1970 | N/A | N/A | 51.4572 | 21.9738 | poland
pge energia ciepła sa | 225 | subcritical | retired | 1972 | 2021 | N/A | 50.1341 | 18.522 | poland
pge energia ciepła sa | 225 | subcritical | retired | 1972 | 2021 | N/A | 50.1341 | 18.522 | poland
pge energia ciepła sa | 225 | subcritical | retired | 1973 | 2023 | N/A | 50.1341 | 18.522 | poland
pge energia ciepła sa | 225 | subcritical | retired | 1974 | 2023 | N/A | 50.1341 | 18.522 | poland
pge energia ciepła sa | 215 | subcritical | operating | 1978 | N/A | 2026 | 50.1341 | 18.522 | poland
pge energia ciepła sa | 215 | subcritical | operating | 1978 | N/A | 2026 | 50.1341 | 18.522 | poland
pge energia ciepła sa | 220 | subcritical | operating | 1978 | N/A | 2027 | 50.1341 | 18.522 | poland
pge energia ciepła sa | 225 | subcritical | operating | 1978 | N/A | 2027 | 50.1341 | 18.522 | poland
pge energia ciepła sa | 910 | supercritical | cancelled | 2013 | N/A | N/A | 50.1341 | 18.522 | poland
zespół elektrociepłowni wrocławskich kogeneracja sa | 50 | subcritical | operating | 1955 | N/A | 2024 | 51.0379 | 17.151 | poland
zespół elektrociepłowni wrocławskich kogeneracja sa | 50 | subcritical | operating | 1955 | N/A | 2024 | 51.0379 | 17.151 | poland
zespół elektrociepłowni wrocławskich kogeneracja sa | 32 | subcritical | operating | 1955 | N/A | 2024 | 51.0379 | 17.151 | poland
pgnig termika sa | 400 | unknown | cancelled | 2010 | N/A | N/A | 52.1915 | 21.0862 | poland
pgnig termika sa | 102 | subcritical | operating | 1961 | N/A | 2035 | 52.1915 | 21.0862 | poland
pgnig termika sa | 120 | subcritical | operating | 1975 | N/A | 2035 | 52.1915 | 21.0862 | poland
pgnig termika sa | 102 | subcritical | operating | 1975 | N/A | 2035 | 52.1915 | 21.0862 | poland
pgnig termika sa | 102 | subcritical | operating | 1975 | N/A | 2035 | 52.1915 | 21.0862 | poland
pgnig termika sa | 165 | subcritical | operating | 1975 | N/A | 2035 | 52.1915 | 21.0862 | poland
tauron wytwarzanie sa | 153 | subcritical | operating | 2002 | N/A | 2028 | 50.208 | 19.4609 | poland
tauron wytwarzanie sa | 153 | subcritical | operating | 2002 | N/A | 2028 | 50.208 | 19.4609 | poland
tauron wytwarzanie sa | 123 | subcritical | retired | 1969 | 2020 | N/A | 50.208 | 19.4609 | poland
tauron wytwarzanie sa | 120 | subcritical | retired | 1969 | 2009 | N/A | 50.208 | 19.4609 | poland
tauron wytwarzanie sa | 120 | subcritical | retired | 1969 | 2016 | N/A | 50.208 | 19.4609 | poland
tauron wytwarzanie sa | 128 | subcritical | retired | 1969 | 2020 | N/A | 50.208 | 19.4609 | poland
tauron wytwarzanie sa | 900 | supercritical | cancelled | N/A | N/A | N/A | 50.2086 | 19.4609 | poland
čez polska sp zoo | 50 | subcritical | retired | 1957 | 2007 | N/A | 49.9774 | 19.8051 | poland
čez polska sp zoo | 50 | subcritical | retired | 1957 | 2007 | N/A | 49.9774 | 19.8051 | poland
čez polska sp zoo | 110 | subcritical | operating | 1961 | N/A | N/A | 49.9774 | 19.8051 | poland
čez polska sp zoo | 110 | subcritical | operating | 1961 | N/A | N/A | 49.9774 | 19.8051 | poland
čez polska sp zoo | 110 | subcritical | operating | 1961 | N/A | N/A | 49.9774 | 19.8051 | poland
čez polska sp zoo | 110 | subcritical | retired | 1961 | 2020 | N/A | 49.9774 | 19.8051 | poland
elektrocieplownia stalowa wola sa | 50 | subcritical | retired | 1958 | 2009 | N/A | 50.5539 | 22.0791 | poland
elektrocieplownia stalowa wola sa | 50 | subcritical | retired | 1958 | 2009 | N/A | 50.5539 | 22.0791 | poland
elektrocieplownia stalowa wola sa | 125 | subcritical | retired | 1958 | 2021 | N/A | 50.5539 | 22.0791 | poland
elektrocieplownia stalowa wola sa | 125 | subcritical | retired | 1966 | 2021 | N/A | 50.5539 | 22.0791 | poland
mondi swiecie sa | 48 | subcritical | operating | 1992 | N/A | N/A | 53.3936 | 18.3742 | poland
mondi swiecie sa | 32 | subcritical | operating | 1974 | N/A | N/A | 53.3936 | 18.3742 | poland
mondi swiecie sa | 33 | subcritical | operating | 2007 | N/A | N/A | 53.3936 | 18.3742 | poland
pge górnictwo i energetyka konwencjonalna sa | 69 | unknown | operating | 1957 | N/A | N/A | 53.4113 | 14.586 | poland
pge górnictwo i energetyka konwencjonalna sa | 72 | unknown | retired | 1957 | 2008 | N/A | 53.4113 | 14.586 | poland
pge elektrownia turow sa | 235 | subcritical | operating | 1962 | N/A | N/A | 50.9477 | 14.9117 | poland
pge elektrownia turow sa | 206 | subcritical | retired | 1971 | 2013 | N/A | 50.9477 | 14.9117 | poland
pge elektrownia turow sa | 235 | subcritical | operating | 1962 | N/A | N/A | 50.9477 | 14.9117 | poland
pge elektrownia turow sa | 235 | subcritical | operating | 1963 | N/A | N/A | 50.9477 | 14.9117 | poland
pge elektrownia turow sa | 261 | subcritical | operating | 1963 | N/A | N/A | 50.9477 | 14.9117 | poland
pge elektrownia turow sa | 261 | subcritical | operating | 1964 | N/A | N/A | 50.9477 | 14.9117 | poland
pge elektrownia turow sa | 261 | subcritical | operating | 1964 | N/A | N/A | 50.9477 | 14.9117 | poland
pge elektrownia turow sa | 200 | subcritical | retired | 1965 | 2003 | N/A | 50.9477 | 14.9117 | poland
pge elektrownia turow sa | 460 | ultra-supercritical | operating | 2021 | N/A | N/A | 50.9486 | 14.9131 | poland
pge elektrownia turow sa | 200 | subcritical | retired | 1970 | 2010 | N/A | 50.9477 | 14.9117 | poland
pge elektrownia turow sa | 200 | subcritical | retired | 1971 | 2012 | N/A | 50.9477 | 14.9117 | poland
tauron cieplo sp zoo | 40 | subcritical | retired | 2002 | 2012 | N/A | 50.106 | 19.014 | poland
tauron cieplo sp zoo | 65 | subcritical | operating | 2016 | N/A | N/A | 50.1218 | 19.02 | poland
zespół elektrociepłowni wrocławskich kogeneracja sa | 55 | subcritical | operating | 1970 | N/A | N/A | 51.1237 | 17.0246 | poland
zespół elektrociepłowni wrocławskich kogeneracja sa | 104 | subcritical | operating | 1980 | N/A | N/A | 51.1237 | 17.0246 | poland
zespół elektrociepłowni wrocławskich kogeneracja sa | 104 | subcritical | operating | 1985 | N/A | N/A | 51.1237 | 17.0246 | poland
fortum power and heat polska sp zoo | 33 | subcritical | retired | 1976 | 2019 | N/A | 50.3249 | 18.7857 | poland
fortum oyj | 75 | unknown | operating | 2018 | N/A | 2027 | 50.3249 | 18.7857 | poland
polish power ltd | 1600 | unknown | cancelled | N/A | N/A | N/A | 54.7874 | 18.0857 | poland
orlen sa | 100 | subcritical | operating | 1965 | N/A | 2035 | 52.2947 | 20.9933 | poland
orlen sa | 100 | subcritical | operating | 2009 | N/A | 2035 | 52.2947 | 20.9933 | poland
orlen sa | 386 | subcritical | operating | 1954 | N/A | 2035 | 52.2947 | 20.9933 | poland
spolka energetyczna jastrzebie sa | 32 | subcritical | retired | 1974 | 2012 | N/A | 49.9642 | 18.6268 | poland
spolka energetyczna jastrzebie sa | 32 | subcritical | retired | 1974 | 2012 | N/A | 49.9642 | 18.6268 | poland
pgnig termika sa | 41 | unknown | operating | 1966 | N/A | N/A | 49.9421 | 18.5698 | poland
tameh holding sp zoo | 50 | subcritical | operating | 1992 | N/A | N/A | 50.3478 | 19.2782 | poland
tameh holding sp zoo | 55 | subcritical | operating | 2015 | N/A | N/A | 50.3478 | 19.2782 | poland
tejo energia sa | 341 | subcritical | retired | 1992 | 2021 | N/A | 39.4682 | -8.1092 | portugal
tejo energia sa | 341 | subcritical | retired | 1995 | 2021 | N/A | 39.4682 | -8.1092 | portugal
edp - gestão da produção de energia sa | 324 | subcritical | retired | 1985 | 2021 | N/A | 37.9324 | -8.8039 | portugal
edp - gestão da produção de energia sa | 324 | subcritical | retired | 1985 | 2021 | N/A | 37.9324 | -8.8039 | portugal
edp - gestão da produção de energia sa | 324 | subcritical | retired | 1987 | 2021 | N/A | 37.9324 | -8.8039 | portugal
edp - gestão da produção de energia sa | 324 | subcritical | retired | 1987 | 2021 | N/A | 37.9324 | -8.8039 | portugal
trustenergy bv | 50 | subcritical | retired | 1964 | 2000 | N/A | 41.07 | -8.4587 | portugal
sc cet arad sa | 50 | subcritical | retired | 1981 | 2015 | N/A | 46.2224 | 21.3288 | romania
sc cet arad sa | 50 | subcritical | retired | 1994 | 2015 | N/A | 46.2224 | 21.3288 | romania
cet bacau sa | 60 | subcritical | retired | 1998 | 2019 | N/A | 46.5305 | 26.9409 | romania
braila power sa | 800 | supercritical | cancelled | 2013 | N/A | N/A | 45.165 | 27.9234 | romania
sc cet brasov sa | 65 | subcritical | retired | 1990 | 2015 | N/A | 45.6623 | 25.6468 | romania
sc cet brasov sa | 65 | subcritical | retired | 1995 | 2015 | N/A | 45.6623 | 25.6468 | romania
termoelectrica sa | 400 | subcritical | cancelled | N/A | N/A | N/A | 44.4325 | 26.1039 | romania
complexul energetic craiova sa | 150 | subcritical | operating | 1987 | N/A | N/A | 44.3429 | 23.8108 | romania
complexul energetic craiova sa | 150 | subcritical | operating | 1988 | N/A | N/A | 44.3429 | 23.8108 | romania
complexul energetic craiova sa | 150 | subcritical | cancelled | N/A | N/A | N/A | 44.3429 | 23.8108 | romania
termoelectrica sa | 500 | subcritical | cancelled | 2013 | N/A | N/A | 45.0029 | 25.3972 | romania
european energy communications srl | 200 | subcritical | retired | 1980 | 2015 | N/A | 45.0008 | 25.3972 | romania
european energy communications srl | 200 | subcritical | retired | 1983 | 2015 | N/A | 45.0008 | 25.3972 | romania
termoelectrica sa | 500 | subcritical | cancelled | 2013 | N/A | N/A | 45.0029 | 25.3972 | romania
enel spa | 800 | unknown | cancelled | 2013 | N/A | N/A | 45.4233 | 28.0425 | romania
termoelectrica sa | 50 | subcritical | retired | 1984 | 2013 | N/A | 43.8798 | 25.9268 | romania
termoelectrica sa | 50 | subcritical | retired | 1985 | 2013 | N/A | 43.8798 | 25.9268 | romania
termoelectrica sa | 50 | subcritical | retired | 1986 | 2013 | N/A | 43.8798 | 25.9268 | romania
sc cet govora sa | 50 | subcritical | operating | 1986 | N/A | N/A | 45.039 | 24.2876 | romania
sc cet govora sa | 50 | subcritical | operating | 1987 | N/A | N/A | 45.039 | 24.2876 | romania
sc cet govora sa | 50 | subcritical | retired | 1986 | 2008 | N/A | 45.039 | 24.2876 | romania
sc cet govora sa | 50 | subcritical | retired | 1987 | 2008 | N/A | 45.039 | 24.2876 | romania
sc cet iaşi sa | 60 | subcritical | operating | 1986 | N/A | 2025 | 47.1473 | 27.7172 | romania
sc cet iaşi sa | 50 | subcritical | retired | 1986 | 2010 | N/A | 47.1473 | 27.7172 | romania
complexul energetic craiova sa | 315 | subcritical | mothballed | 1987 | N/A | 2025 | 44.3876 | 23.7182 | romania
complexul energetic craiova sa | 315 | subcritical | retired | 1988 | 2021 | N/A | 44.3876 | 23.7182 | romania
complexul energetic oltenia sa | 500 | unknown | cancelled | N/A | N/A | N/A | 44.3884 | 23.7174 | romania
complexul energetic hunedoara sa | 210 | subcritical | retired | 1969 | 2012 | N/A | 45.9128 | 22.8261 | romania
complexul energetic hunedoara sa | 210 | subcritical | retired | 1975 | 2021 | N/A | 45.9128 | 22.8261 | romania
complexul energetic hunedoara sa | 235 | subcritical | retired | 1976 | 2021 | N/A | 45.9128 | 22.8261 | romania
complexul energetic hunedoara sa | 210 | subcritical | retired | 1977 | 2021 | N/A | 45.9128 | 22.8261 | romania
complexul energetic hunedoara sa | 210 | subcritical | retired | 1978 | 2021 | N/A | 45.9128 | 22.8261 | romania
complexul energetic hunedoara sa | 210 | subcritical | retired | 1978 | 2021 | N/A | 45.9128 | 22.8261 | romania
sc electrocentrale oradea sa | 50 | subcritical | retired | 1972 | 2016 | N/A | 47.0847 | 21.8929 | romania
sc electrocentrale oradea sa | 50 | subcritical | retired | 1976 | 2016 | N/A | 47.0847 | 21.8929 | romania
complexul energetic hunedoara sa | 150 | subcritical | operating | 1964 | N/A | 2032 | 45.3661 | 23.2614 | romania
complexul energetic hunedoara sa | 200 | subcritical | cancelled | 2014 | N/A | N/A | 45.3661 | 23.2614 | romania
sucursala romag-termo | 725 | unknown | cancelled | N/A | N/A | N/A | 44.6778 | 22.686 | romania
regia autonomă pentru activități nucleare | 60 | subcritical | retired | 1986 | 2019 | N/A | 44.6751 | 22.6869 | romania
regia autonomă pentru activități nucleare | 50 | subcritical | retired | 1987 | 2008 | N/A | 44.6751 | 22.6869 | romania
regia autonomă pentru activități nucleare | 50 | subcritical | retired | 1988 | 2008 | N/A | 44.6751 | 22.6869 | romania
regia autonomă pentru activități nucleare | 60 | subcritical | retired | 1986 | 2019 | N/A | 44.6751 | 22.6869 | romania
regia autonomă pentru activități nucleare | 60 | subcritical | retired | 1986 | 2019 | N/A | 44.6751 | 22.6869 | romania
regia autonomă pentru activități nucleare | 60 | subcritical | retired | 1988 | 2019 | N/A | 44.6751 | 22.6869 | romania
complexul energetic oltenia sa | 330 | subcritical | retired | 1976 | 2023 | N/A | 44.9106 | 23.1348 | romania
complexul energetic oltenia sa | 330 | subcritical | operating | 1976 | N/A | 2030 | 44.9106 | 23.1348 | romania
complexul energetic oltenia sa | 330 | subcritical | operating | 1977 | N/A | 2030 | 44.9106 | 23.1348 | romania
complexul energetic oltenia sa | 330 | subcritical | operating | 1979 | N/A | 2025 | 44.9106 | 23.1348 | romania
complexul energetic oltenia sa | 600 | unknown | cancelled | 2020 | N/A | N/A | 44.9106 | 23.1348 | romania
termoelectrica sa | 50 | subcritical | cancelled | 2013 | N/A | N/A | 44.4297 | 24.3642 | romania
termoelectrica sa | 50 | subcritical | cancelled | 2013 | N/A | N/A | 44.4297 | 24.3642 | romania
sc termica sa | 50 | subcritical | retired | 1987 | 2015 | N/A | 47.6519 | 26.2983 | romania
sc termica sa | 50 | subcritical | retired | 1988 | 2015 | N/A | 47.6519 | 26.2983 | romania
termoelectrica sa | 50 | subcritical | cancelled | 2013 | N/A | N/A | 45.0342 | 23.2747 | romania
termoelectrica sa | 50 | subcritical | cancelled | 2013 | N/A | N/A | 45.0342 | 23.2747 | romania
complexul energetic oltenia sa | 330 | subcritical | cancelled | N/A | N/A | N/A | 44.6697 | 23.4078 | romania
complexul energetic oltenia sa | 330 | subcritical | retired | 1976 | 2019 | N/A | 44.6697 | 23.4078 | romania
complexul energetic oltenia sa | 330 | subcritical | retired | 1979 | 2019 | N/A | 44.6697 | 23.4078 | romania
complexul energetic oltenia sa | 330 | subcritical | retired | 1989 | 2021 | N/A | 44.6697 | 23.4078 | romania
complexul energetic oltenia sa | 330 | subcritical | operating | 1981 | N/A | 2025 | 44.6697 | 23.4078 | romania
complexul energetic oltenia sa | 330 | subcritical | operating | 1983 | N/A | 2029 | 44.6697 | 23.4078 | romania
complexul energetic oltenia sa | 330 | subcritical | retired | 1985 | 2006 | N/A | 44.6697 | 23.4078 | romania
complexul energetic oltenia sa | 330 | subcritical | mothballed | 1987 | N/A | 2025 | 44.6697 | 23.4078 | romania
abakanskaya chpp jsc | 60 | subcritical | operating | 1982 | N/A | N/A | 53.7191 | 91.3231 | russia
abakanskaya chpp jsc | 110 | subcritical | operating | 1984 | N/A | N/A | 53.7191 | 91.3231 | russia
abakanskaya chpp jsc | 110 | subcritical | operating | 1989 | N/A | N/A | 53.7191 | 91.3231 | russia
abakanskaya chpp jsc | 136 | subcritical | operating | 2014 | N/A | N/A | 53.7191 | 91.3231 | russia
altayskaya kes | 330 | unknown | shelved | 2031 | N/A | N/A | 52.8412 | 86.4735 | russia
altayskaya kes | 330 | unknown | shelved | 2035 | N/A | N/A | 52.8413 | 86.4736 | russia
far eastern generating company jsc | 60 | subcritical | operating | 1967 | N/A | N/A | 50.2261 | 136.8853 | russia
far eastern generating company jsc | 60 | subcritical | operating | 1968 | N/A | N/A | 50.2261 | 136.8853 | russia
far eastern generating company jsc | 60 | subcritical | operating | 1974 | N/A | N/A | 50.2261 | 136.8853 | russia
far eastern generating company jsc | 80 | subcritical | operating | 1987 | N/A | N/A | 50.2261 | 136.8853 | russia
chukotenergo jsc | 30 | subcritical | retired | 1986 | 2018 | N/A | 64.7302 | 177.4969 | russia
chukotenergo jsc | 30 | subcritical | retired | 1986 | 2021 | N/A | 64.7302 | 177.4969 | russia
territorial generating company no 1 pjsc | 36 | subcritical | retired | 1959 | 2016 | N/A | 67.5987 | 33.4235 | russia
territorial generating company no 1 pjsc | 36 | subcritical | retired | 1959 | 2013 | N/A | 67.5987 | 33.4235 | russia
territorial generating company no 1 pjsc | 85 | subcritical | operating | 1963 | N/A | N/A | 67.5987 | 33.4235 | russia
territorial generating company no 1 pjsc | 68 | subcritical | operating | 1963 | N/A | N/A | 67.5987 | 33.4235 | russia
rusatom infrastructure solutions jsc | 35 | subcritical | retired | 1953 | 2024 | N/A | 55.6387 | 60.7761 | russia
rusatom infrastructure solutions jsc | 35 | subcritical | retired | 1953 | 2024 | N/A | 55.6387 | 60.7761 | russia
rusatom infrastructure solutions jsc | 35 | subcritical | retired | 1953 | 2024 | N/A | 55.6387 | 60.7761 | russia
rusatom infrastructure solutions jsc | 61 | subcritical | retired | 2018 | 2024 | N/A | 55.6387 | 60.7761 | russia
rusatom infrastructure solutions jsc | 40 | subcritical | retired | 1955 | 2024 | N/A | 55.6387 | 60.7761 | russia
rusatom infrastructure solutions jsc | 30 | subcritical | retired | 1986 | 2024 | N/A | 55.6387 | 60.7761 | russia
arkhangelsk pulp & paper mill jsc | 56 | subcritical | operating | 1964 | N/A | 2028 | 64.4304 | 40.832 | russia
arkhangelsk pulp & paper mill jsc | 60 | subcritical | operating | 1959 | N/A | 2028 | 64.4304 | 40.832 | russia
far eastern generating company jsc | 100 | subcritical | operating | 1961 | N/A | 2027 | 43.3715 | 132.3041 | russia
far eastern generating company jsc | 100 | subcritical | operating | 1963 | N/A | 2027 | 43.3715 | 132.3041 | russia
far eastern generating company jsc | 100 | subcritical | operating | 1966 | N/A | 2027 | 43.3715 | 132.3041 | russia
far eastern generating company jsc | 100 | subcritical | operating | 1969 | N/A | 2027 | 43.3715 | 132.3041 | russia
far eastern generating company jsc | 420 | subcritical | cancelled | 2026 | N/A | N/A | 43.4256 | 132.3055 | russia
municipality of baikal | 49 | subcritical | retired | 1965 | 2014 | N/A | 51.5152 | 104.1805 | russia
siberian energy company jsc | 34 | subcritical | operating | 2003 | N/A | N/A | 55.4475 | 78.3659 | russia
barnaul generation jsc | 60 | subcritical | operating | 1964 | N/A | N/A | 53.39 | 83.7611 | russia
barnaul generation jsc | 60 | subcritical | operating | 1964 | N/A | N/A | 53.39 | 83.7611 | russia
barnaul generation jsc | 50 | subcritical | operating | 1967 | N/A | N/A | 53.39 | 83.7611 | russia
barnaul generation jsc | 65 | subcritical | operating | 1968 | N/A | N/A | 53.39 | 83.7611 | russia
barnaul generation jsc | 65 | subcritical | operating | 1992 | N/A | N/A | 53.39 | 83.7611 | russia
barnaul generation jsc | 80 | subcritical | operating | 1981 | N/A | N/A | 53.3356 | 83.6101 | russia
barnaul generation jsc | 175 | subcritical | operating | 1983 | N/A | N/A | 53.3356 | 83.6101 | russia
barnaul generation jsc | 190 | subcritical | operating | 1985 | N/A | N/A | 53.3356 | 83.6101 | russia
kuzbassenergo jsc | 200 | subcritical | operating | 1964 | N/A | N/A | 54.4449 | 86.4253 | russia
kuzbassenergo jsc | 200 | subcritical | operating | 1965 | N/A | N/A | 54.4449 | 86.4253 | russia
kuzbassenergo jsc | 200 | subcritical | operating | 1966 | N/A | N/A | 54.4449 | 86.4253 | russia
kuzbassenergo jsc | 230 | subcritical | operating | 1966 | N/A | N/A | 54.4449 | 86.4253 | russia
kuzbassenergo jsc | 200 | subcritical | operating | 1967 | N/A | N/A | 54.4449 | 86.4253 | russia
kuzbassenergo jsc | 230 | subcritical | operating | 1968 | N/A | N/A | 54.4449 | 86.4253 | russia
unipro pjsc | 800 | supercritical | operating | 1988 | N/A | N/A | 55.5795 | 89.0713 | russia
unipro pjsc | 800 | supercritical | operating | 1991 | N/A | N/A | 55.5795 | 89.0713 | russia
unipro pjsc | 820 | supercritical | operating | 2015 | N/A | N/A | 55.5795 | 89.0713 | russia
unipro pjsc | 800 | supercritical | cancelled | N/A | N/A | N/A | 55.5795 | 89.0713 | russia
barnaul generation jsc | 50 | subcritical | operating | 1966 | N/A | N/A | 52.4892 | 85.0866 | russia
barnaul generation jsc | 60 | subcritical | operating | 1974 | N/A | N/A | 52.4892 | 85.0866 | russia
barnaul generation jsc | 50 | subcritical | operating | 1984 | N/A | N/A | 52.4892 | 85.0866 | russia
barnaul generation jsc | 114.9 | subcritical | operating | 1986 | N/A | N/A | 52.4892 | 85.0866 | russia
barnaul generation jsc | 114.9 | subcritical | operating | 1990 | N/A | N/A | 52.4892 | 85.0866 | russia
barnaul generation jsc | 115 | subcritical | operating | 1994 | N/A | N/A | 52.4892 | 85.0866 | russia
far eastern generating company jsc | 60 | subcritical | operating | 1982 | N/A | 2030 | 50.2858 | 127.4888 | russia
far eastern generating company jsc | 110 | subcritical | operating | 1983 | N/A | 2030 | 50.2858 | 127.4888 | russia
far eastern generating company jsc | 110 | subcritical | operating | 1985 | N/A | 2030 | 50.2858 | 127.4888 | russia
far eastern generating company jsc | 124 | subcritical | operating | 2016 | N/A | 2030 | 50.2858 | 127.4888 | russia
united company rusal pjsc | 200 | unknown | cancelled | N/A | N/A | N/A | 59.7815 | 60.1761 | russia
united company rusal pjsc | 200 | unknown | cancelled | N/A | N/A | N/A | 59.7815 | 60.1761 | russia
united company rusal pjsc | 33 | subcritical | retired | 1960 | 2013 | N/A | 59.7816 | 60.1764 | russia
united company rusal pjsc | 33 | subcritical | retired | 1960 | 2023 | N/A | 59.7816 | 60.1764 | russia
united company rusal pjsc | 41 | subcritical | retired | 1960 | 2023 | N/A | 59.7816 | 60.1764 | russia
chukotenergo jsc | 34 | subcritical | operating | 1944 | N/A | 2029 | 69.7045 | 170.2897 | russia
chukotenergo jsc | 50 | unknown | pre-permit | 2029 | N/A | N/A | 68.8097 | 173.8546 | russia
forward energo pjsc | 250 | subcritical | retired | 1942 | 2016 | N/A | 55.1341 | 61.4765 | russia
forward energo pjsc | 60 | subcritical | retired | 1964 | 2023 | N/A | 55.1551 | 61.4971 | russia
forward energo pjsc | 60 | subcritical | retired | 1965 | 2023 | N/A | 55.1551 | 61.4971 | russia
forward energo pjsc | 100 | subcritical | retired | 1966 | 2023 | N/A | 55.1551 | 61.4971 | russia
forward energo pjsc | 100 | subcritical | retired | 1968 | 2023 | N/A | 55.1551 | 61.4971 | russia
inter rao – electric power generation jsc | 140 | subcritical | retired | 1953 | 2017 | N/A | 54.136 | 36.48 | russia
inter rao – electric power generation jsc | 140 | subcritical | retired | 1954 | 2017 | N/A | 54.136 | 36.48 | russia
inter rao – electric power generation jsc | 140 | subcritical | retired | 1956 | 2017 | N/A | 54.136 | 36.48 | russia
inter rao – electric power generation jsc | 140 | subcritical | retired | 1958 | 2017 | N/A | 54.136 | 36.48 | russia
inter rao – electric power generation jsc | 300 | ultra-supercritical | retired | 1963 | 2017 | N/A | 54.136 | 36.48 | russia
inter rao – electric power generation jsc | 300 | ultra-supercritical | retired | 1964 | 2017 | N/A | 54.136 | 36.48 | russia
inter rao – electric power generation jsc | 265 | unknown | retired | 1966 | 2017 | N/A | 54.136 | 36.48 | russia
inter rao – electric power generation jsc | 225 | subcritical | operating | 2014 | N/A | N/A | 54.136 | 36.48 | russia
inter rao – electric power generation jsc | 225 | subcritical | operating | 2015 | N/A | N/A | 54.136 | 36.48 | russia
ogk-2 pjsc | 210 | subcritical | retired | 1976 | 2021 | N/A | 59.2284 | 37.1259 | russia
ogk-2 pjsc | 210 | subcritical | retired | 1977 | 2021 | N/A | 59.2284 | 37.1259 | russia
ogk-2 pjsc | 210 | subcritical | retired | 1978 | 2021 | N/A | 59.2284 | 37.1259 | russia
territorial generating company no 14 pjsc | 60 | subcritical | operating | 1965 | N/A | N/A | 52.0535 | 113.3576 | russia
territorial generating company no 14 pjsc | 60 | subcritical | operating | 1966 | N/A | N/A | 52.0535 | 113.3576 | russia
territorial generating company no 14 pjsc | 80 | subcritical | operating | 1966 | N/A | N/A | 52.0535 | 113.3576 | russia
territorial generating company no 14 pjsc | 87 | subcritical | operating | 1968 | N/A | N/A | 52.0535 | 113.3576 | russia
territorial generating company no 14 pjsc | 87 | subcritical | operating | 1972 | N/A | N/A | 52.0535 | 113.3576 | russia
territorial generating company no 14 pjsc | 78.8 | subcritical | operating | 1973 | N/A | N/A | 52.0535 | 113.3576 | russia
territorial generating company no 14 pjsc | 460 | unknown | announced | 2030 | N/A | N/A | 52.0535 | 113.3576 | russia
ural mining and metallurgical company ojsc | 330 | unknown | shelved | 2031 | N/A | N/A | 57.4156 | 58.5464 | russia
inter rao pjsc | 330 | unknown | shelved | 2031 | N/A | N/A | 57.4156 | 58.5464 | russia
en+ group | 3000 | unknown | announced | 2030 | N/A | N/A | 54.4382 | 100.1895 | russia
inter rao – electric power generation jsc | 1000 | unknown | cancelled | N/A | N/A | N/A | 50.316 | 128.447 | russia
experimental tes jsc | 350 | subcritical | cancelled | N/A | N/A | N/A | 47.8712 | 40.0203 | russia
experimental tes jsc | 350 | subcritical | cancelled | N/A | N/A | N/A | 47.8712 | 40.0203 | russia
experimental tes jsc | 112 | subcritical | retired | 1954 | 2018 | N/A | 47.8718 | 40.0202 | russia
inter rao – electric power generation jsc | 200 | subcritical | operating | 1976 | N/A | N/A | 51.2989 | 106.4817 | russia
inter rao – electric power generation jsc | 210 | subcritical | operating | 1977 | N/A | N/A | 51.2989 | 106.4817 | russia
inter rao – electric power generation jsc | 204 | subcritical | operating | 1978 | N/A | N/A | 51.2989 | 106.4817 | russia
inter rao – electric power generation jsc | 210 | subcritical | operating | 1979 | N/A | N/A | 51.2989 | 106.4817 | russia
inter rao – electric power generation jsc | 210 | subcritical | operating | 1988 | N/A | N/A | 51.2989 | 106.4817 | russia
inter rao – electric power generation jsc | 210 | subcritical | operating | 1992 | N/A | N/A | 51.2989 | 106.4817 | russia
inter rao – electric power generation jsc | 230 | unknown | announced | N/A | N/A | N/A | 51.2984 | 106.4841 | russia
inter rao – electric power generation jsc | 230 | unknown | announced | N/A | N/A | N/A | 51.2984 | 106.4841 | russia
baikal energy company llc | 60 | subcritical | operating | 1959 | N/A | N/A | 52.4619 | 103.9786 | russia
baikal energy company llc | 150 | subcritical | operating | 1959 | N/A | N/A | 52.4619 | 103.9786 | russia
baikal energy company llc | 150 | subcritical | operating | 1960 | N/A | N/A | 52.4619 | 103.9786 | russia
baikal energy company llc | 150 | subcritical | operating | 1960 | N/A | N/A | 52.4619 | 103.9786 | russia
baikal energy company llc | 150 | subcritical | operating | 1960 | N/A | N/A | 52.4619 | 103.9786 | russia
baikal energy company llc | 150 | subcritical | operating | 1961 | N/A | N/A | 52.4619 | 103.9786 | russia
baikal energy company llc | 150 | subcritical | operating | 1961 | N/A | N/A | 52.4619 | 103.9786 | russia
baikal energy company llc | 150 | subcritical | operating | 1962 | N/A | N/A | 52.4619 | 103.9786 | russia
baikal energy company llc | 230 | unknown | announced | 2028 | N/A | N/A | 52.7821 | 103.6041 | russia
baikal energy company llc | 230 | unknown | announced | 2028 | N/A | N/A | 52.7821 | 103.6041 | russia
baikal energy company llc | 230 | unknown | announced | 2029 | N/A | N/A | 52.7821 | 103.6041 | russia
baikal energy company llc | 50 | subcritical | operating | 1961 | N/A | N/A | 52.7821 | 103.6041 | russia
baikal energy company llc | 50 | subcritical | operating | 1964 | N/A | N/A | 52.7821 | 103.6041 | russia
baikal energy company llc | 50 | subcritical | operating | 1965 | N/A | N/A | 52.7821 | 103.6041 | russia
baikal energy company llc | 50 | subcritical | operating | 1966 | N/A | N/A | 52.7821 | 103.6041 | russia
baikal energy company llc | 30 | subcritical | retired | 1967 | 2018 | N/A | 52.7821 | 103.6041 | russia
baikal energy company llc | 79.3 | subcritical | operating | 1971 | N/A | N/A | 52.7821 | 103.6041 | russia
baikal energy company llc | 65 | subcritical | operating | 1965 | N/A | N/A | 56.1224 | 101.6011 | russia
baikal energy company llc | 50 | subcritical | operating | 1965 | N/A | N/A | 56.1224 | 101.6011 | russia
baikal energy company llc | 60 | subcritical | operating | 1971 | N/A | N/A | 56.1224 | 101.6011 | russia
baikal energy company llc | 50 | subcritical | operating | 1973 | N/A | N/A | 56.1224 | 101.6011 | russia
baikal energy company llc | 50 | subcritical | operating | 1977 | N/A | N/A | 56.1224 | 101.6011 | russia
baikal energy company llc | 60 | subcritical | operating | 1963 | N/A | N/A | 52.5328 | 103.9373 | russia
baikal energy company llc | 50 | subcritical | operating | 1963 | N/A | N/A | 52.5328 | 103.9373 | russia
baikal energy company llc | 50 | subcritical | operating | 1967 | N/A | N/A | 52.5328 | 103.9373 | russia
baikal energy company llc | 50 | subcritical | operating | 1968 | N/A | N/A | 52.5328 | 103.9373 | russia
baikal energy company llc | 60 | subcritical | operating | 1966 | N/A | N/A | 52.5328 | 103.9373 | russia
baikal energy company llc | 60 | subcritical | operating | 1969 | N/A | N/A | 52.5328 | 103.9373 | russia
baikal energy company llc | 110 | subcritical | operating | 1980 | N/A | N/A | 52.5328 | 103.9373 | russia
baikal energy company llc | 100 | subcritical | operating | 1983 | N/A | N/A | 52.5328 | 103.9373 | russia
baikal energy company llc | 30 | subcritical | retired | 1959 | 2021 | N/A | 52.566 | 103.932 | russia
t plus group pjsc | 30 | subcritical | retired | 1954 | 2015 | N/A | 56.9903 | 41.0118 | russia
t plus group pjsc | 30 | subcritical | retired | 1954 | 2015 | N/A | 56.9903 | 41.0118 | russia
t plus group pjsc | 65 | subcritical | retired | 1969 | 2015 | N/A | 56.9903 | 41.0118 | russia
t plus group pjsc | 30 | subcritical | retired | 1969 | 2015 | N/A | 56.9903 | 41.0118 | russia
kashirskaya gres llc | 300 | supercritical | retired | 1966 | 2019 | N/A | 54.8567 | 38.2579 | russia
kashirskaya gres llc | 300 | supercritical | retired | 1966 | 2019 | N/A | 54.8567 | 38.2579 | russia
kashirskaya gres llc | 330 | supercritical | retired | 1966 | 2021 | N/A | 54.8567 | 38.2579 | russia
kashirskaya gres llc | 330 | supercritical | cancelled | N/A | N/A | N/A | 54.8581 | 38.2597 | russia
kemerovo generation jsc | 30 | subcritical | operating | 2004 | N/A | N/A | 55.4005 | 85.9876 | russia
kemerovo generation jsc | 30 | subcritical | operating | 2004 | N/A | N/A | 55.4005 | 85.9876 | russia
kemerovo generation jsc | 35 | subcritical | operating | 1978 | N/A | N/A | 55.3677 | 86.0694 | russia
kemerovo generation jsc | 110 | subcritical | operating | 1987 | N/A | N/A | 55.3677 | 86.0694 | russia
kemerovo generation jsc | 110 | subcritical | operating | 1991 | N/A | N/A | 55.3677 | 86.0694 | russia
kemerovo generation jsc | 110 | subcritical | operating | 1970 | N/A | N/A | 55.3677 | 86.0694 | russia
kemerovo generation jsc | 30 | subcritical | operating | 1970 | N/A | N/A | 55.3677 | 86.0694 | russia
kemerovo generation jsc | 35 | subcritical | operating | 1970 | N/A | N/A | 55.3677 | 86.0694 | russia
kemerovo generation jsc | 35 | subcritical | retired | 1974 | 2013 | N/A | 55.3677 | 86.0694 | russia
kemerovo generation jsc | 35 | subcritical | operating | 1974 | N/A | N/A | 55.3677 | 86.0694 | russia
far eastern generating company jsc | 30 | subcritical | operating | 1955 | N/A | 2027 | 48.4138 | 135.1186 | russia
far eastern generating company jsc | 50 | subcritical | operating | 1964 | N/A | 2027 | 48.4138 | 135.1186 | russia
far eastern generating company jsc | 100 | subcritical | operating | 1967 | N/A | 2027 | 48.4138 | 135.1186 | russia
far eastern generating company jsc | 100 | subcritical | operating | 1969 | N/A | 2027 | 48.4138 | 135.1186 | russia
far eastern generating company jsc | 105 | subcritical | operating | 1972 | N/A | 2027 | 48.4138 | 135.1186 | russia
far eastern generating company jsc | 180 | subcritical | operating | 1985 | N/A | 2026 | 48.5704 | 135.1512 | russia
far eastern generating company jsc | 180 | subcritical | operating | 1987 | N/A | 2025 | 48.5704 | 135.1512 | russia
far eastern generating company jsc | 180 | subcritical | operating | 1989 | N/A | 2026 | 48.5704 | 135.1512 | russia
far eastern generating company jsc | 180 | subcritical | retired | 2006 | 2012 | N/A | 48.5704 | 135.1512 | russia
inter rao – electric power generation jsc | 215 | subcritical | operating | 1995 | N/A | N/A | 50.8553 | 115.7012 | russia
inter rao – electric power generation jsc | 215 | subcritical | operating | 2001 | N/A | N/A | 50.8553 | 115.7012 | russia
inter rao – electric power generation jsc | 235 | subcritical | operating | 2012 | N/A | N/A | 50.8553 | 115.7012 | russia
inter rao – electric power generation jsc | 100 | subcritical | cancelled | 2025 | N/A | N/A | 50.8553 | 115.7012 | russia
inter rao – electric power generation jsc | 230 | subcritical | announced | 2029 | N/A | N/A | 50.8553 | 115.7012 | russia
inter rao – electric power generation jsc | 230 | subcritical | announced | 2029 | N/A | N/A | 50.8553 | 115.7012 | russia
priargunsky industrial mining and chemical association pjsc | 50 | subcritical | operating | 1993 | N/A | N/A | 50.104 | 118.049 | russia
priargunsky industrial mining and chemical association pjsc | 50 | subcritical | operating | 1993 | N/A | N/A | 50.104 | 118.049 | russia
priargunsky industrial mining and chemical association pjsc | 60 | subcritical | operating | 1993 | N/A | N/A | 50.104 | 118.049 | russia
priargunsky industrial mining and chemical association pjsc | 60 | subcritical | operating | 1993 | N/A | N/A | 50.104 | 118.049 | russia
priargunsky industrial mining and chemical association pjsc | 80 | subcritical | operating | 1993 | N/A | N/A | 50.104 | 118.049 | russia
priargunsky industrial mining and chemical association pjsc | 110 | subcritical | operating | 1993 | N/A | N/A | 50.104 | 118.049 | russia
krasnoyarsk chp-1 jsc | 87 | subcritical | operating | 2003 | N/A | N/A | 56.025 | 93.0314 | russia
krasnoyarsk chp-1 jsc | 57 | subcritical | operating | 2012 | N/A | N/A | 56.025 | 93.0314 | russia
krasnoyarsk chp-1 jsc | 57 | subcritical | operating | 2012 | N/A | N/A | 56.025 | 93.0314 | russia
krasnoyarsk chp-1 jsc | 35 | unknown | construction | 2025 | N/A | N/A | 56.025 | 93.0314 | russia
krasnoyarsk chp-1 jsc | 35 | unknown | construction | 2025 | N/A | N/A | 56.025 | 93.0314 | russia
krasnoyarsk chp-1 jsc | 60 | subcritical | operating | 1972 | N/A | 2025 | 56.025 | 93.0314 | russia
krasnoyarsk chp-1 jsc | 60 | subcritical | operating | 1973 | N/A | 2025 | 56.025 | 93.0314 | russia
krasnoyarsk chp-1 jsc | 65 | subcritical | operating | 1997 | N/A | N/A | 56.025 | 93.0314 | russia
yenisei territorial generating company (tgc-13) jsc | 110 | subcritical | operating | 1979 | N/A | N/A | 55.9708 | 92.8997 | russia
yenisei territorial generating company (tgc-13) jsc | 110 | subcritical | operating | 1980 | N/A | N/A | 55.9708 | 92.8997 | russia
yenisei territorial generating company (tgc-13) jsc | 110 | subcritical | operating | 1982 | N/A | N/A | 55.9708 | 92.8997 | russia
yenisei territorial generating company (tgc-13) jsc | 139.9 | subcritical | operating | 1984 | N/A | N/A | 55.9708 | 92.8997 | russia
yenisei territorial generating company (tgc-13) jsc | 208 | subcritical | operating | 2012 | N/A | N/A | 56.1088 | 93.0921 | russia
yenisei territorial generating company (tgc-13) jsc | 185 | subcritical | construction | 2025 | N/A | N/A | 56.1088 | 93.0921 | russia
yenisei territorial generating company (tgc-13) jsc | 150 | subcritical | operating | 1961 | N/A | N/A | 56.1497 | 94.4817 | russia
yenisei territorial generating company (tgc-13) jsc | 150 | subcritical | operating | 1962 | N/A | N/A | 56.1497 | 94.4817 | russia
yenisei territorial generating company (tgc-13) jsc | 150 | subcritical | operating | 1963 | N/A | N/A | 56.1497 | 94.4817 | russia
yenisei territorial generating company (tgc-13) jsc | 60 | subcritical | operating | 1964 | N/A | N/A | 56.1497 | 94.4817 | russia
yenisei territorial generating company (tgc-13) jsc | 164 | subcritical | operating | 1976 | N/A | N/A | 56.1497 | 94.4817 | russia
yenisei territorial generating company (tgc-13) jsc | 164 | subcritical | operating | 1978 | N/A | N/A | 56.1497 | 94.4817 | russia
yenisei territorial generating company (tgc-13) jsc | 164 | subcritical | operating | 1982 | N/A | N/A | 56.1497 | 94.4817 | russia
yenisei territorial generating company (tgc-13) jsc | 136 | subcritical | operating | 1981 | N/A | N/A | 56.1497 | 94.4817 | russia
yenisei territorial generating company (tgc-13) jsc | 136 | subcritical | operating | 1983 | N/A | N/A | 56.1497 | 94.4817 | russia
rusal achinsk alumina refinery jsc | 50 | subcritical | operating | 1970 | N/A | N/A | 56.234 | 90.4032 | russia
rusal achinsk alumina refinery jsc | 50 | subcritical | operating | 1970 | N/A | N/A | 56.234 | 90.4032 | russia
rusal achinsk alumina refinery jsc | 50 | subcritical | operating | 1970 | N/A | N/A | 56.234 | 90.4032 | russia
rusal achinsk alumina refinery jsc | 50 | subcritical | operating | 1970 | N/A | N/A | 56.234 | 90.4032 | russia
rusal achinsk alumina refinery jsc | 60 | subcritical | operating | 1970 | N/A | N/A | 56.234 | 90.4032 | russia
rusal achinsk alumina refinery jsc | 60 | subcritical | operating | 1970 | N/A | N/A | 56.234 | 90.4032 | russia
rusal achinsk alumina refinery jsc | 90 | unknown | pre-permit | N/A | N/A | N/A | 56.234 | 90.4032 | russia
kumertautskaya tets llc | 60 | subcritical | retired | 1965 | 2023 | N/A | 52.7721 | 55.8205 | russia
kumertautskaya tets llc | 60 | subcritical | retired | 1970 | 2023 | N/A | 52.7721 | 55.8205 | russia
kuznetsk chp jsc | 30 | subcritical | operating | 1969 | N/A | N/A | 53.7674 | 87.2476 | russia
magnitogorskiy metallurgicheskiy kombinat pjsc | 50 | subcritical | retired | 1954 | 2023 | N/A | 53.3953 | 59.0213 | russia
magnitogorskiy metallurgicheskiy kombinat pjsc | 50 | subcritical | retired | 1957 | 2023 | N/A | 53.3953 | 59.0213 | russia
magnitogorskiy metallurgicheskiy kombinat pjsc | 50 | subcritical | retired | 1957 | 2023 | N/A | 53.3953 | 59.0213 | russia
magnitogorskiy metallurgicheskiy kombinat pjsc | 50 | subcritical | retired | 1966 | 2023 | N/A | 53.3953 | 59.0213 | russia
magnitogorskiy metallurgicheskiy kombinat pjsc | 50 | subcritical | retired | 1970 | 2023 | N/A | 53.3953 | 59.0213 | russia
magnitogorskiy metallurgicheskiy kombinat pjsc | 50 | subcritical | retired | 1970 | 2023 | N/A | 53.3953 | 59.0213 | russia
yenisei territorial generating company (tgc-13) jsc | 89.9 | subcritical | operating | 1997 | N/A | N/A | 53.651 | 91.7781 | russia
nazarovskaya gres jsc | 146 | subcritical | operating | 1961 | N/A | N/A | 56.039 | 90.3456 | russia
nazarovskaya gres jsc | 146 | subcritical | operating | 1961 | N/A | N/A | 56.039 | 90.3456 | russia
nazarovskaya gres jsc | 145 | subcritical | operating | 1961 | N/A | N/A | 56.039 | 90.3456 | russia
nazarovskaya gres jsc | 146 | subcritical | operating | 1961 | N/A | N/A | 56.039 | 90.3456 | russia
nazarovskaya gres jsc | 146 | subcritical | operating | 1964 | N/A | N/A | 56.039 | 90.3456 | russia
nazarovskaya gres jsc | 146 | subcritical | operating | 1965 | N/A | N/A | 56.039 | 90.3456 | russia
nazarovskaya gres jsc | 498 | supercritical | operating | 2014 | N/A | N/A | 56.039 | 90.3456 | russia
far eastern generating company jsc | 180 | subcritical | operating | 1983 | N/A | 2028 | 56.6698 | 124.8523 | russia
far eastern generating company jsc | 180 | subcritical | operating | 1984 | N/A | 2028 | 56.6698 | 124.8523 | russia
far eastern generating company jsc | 210 | subcritical | operating | 1985 | N/A | 2028 | 56.6698 | 124.8523 | russia
far eastern generating company jsc | 225 | subcritical | construction | 2027 | N/A | 2028 | 56.6698 | 124.8523 | russia
far eastern generating company jsc | 225 | subcritical | construction | 2027 | N/A | 2028 | 56.6698 | 124.8523 | russia
baikal energy company llc | 60 | subcritical | operating | 1975 | N/A | N/A | 52.2468 | 104.2031 | russia
baikal energy company llc | 60 | subcritical | operating | 1976 | N/A | N/A | 52.2468 | 104.2031 | russia
baikal energy company llc | 175 | subcritical | operating | 1980 | N/A | N/A | 52.2468 | 104.2031 | russia
baikal energy company llc | 175 | subcritical | operating | 1984 | N/A | N/A | 52.2468 | 104.2031 | russia
baikal energy company llc | 185 | subcritical | operating | 1987 | N/A | N/A | 52.2468 | 104.2031 | russia
baikal energy company llc | 53 | subcritical | operating | 2013 | N/A | N/A | 52.2468 | 104.2031 | russia
novo-kemerovskaya chpp jsc | 50 | subcritical | retired | 1955 | 2002 | N/A | 55.3515 | 85.9942 | russia
novo-kemerovskaya chpp jsc | 50 | subcritical | operating | 1980 | N/A | N/A | 55.3515 | 85.9942 | russia
novo-kemerovskaya chpp jsc | 50 | subcritical | operating | 1980 | N/A | N/A | 55.3515 | 85.9942 | russia
novo-kemerovskaya chpp jsc | 50 | subcritical | operating | 1980 | N/A | N/A | 55.3515 | 85.9942 | russia
novo-kemerovskaya chpp jsc | 50 | subcritical | operating | 1992 | N/A | N/A | 55.3515 | 85.9942 | russia
novo-kemerovskaya chpp jsc | 135 | subcritical | operating | 1992 | N/A | N/A | 55.3515 | 85.9942 | russia
novo-kemerovskaya chpp jsc | 115 | subcritical | operating | 2009 | N/A | N/A | 55.3515 | 85.9942 | russia
novo-kemerovskaya chpp jsc | 80 | subcritical | operating | 1992 | N/A | N/A | 55.3515 | 85.9942 | russia
novo-kemerovskaya chpp jsc | 50 | subcritical | operating | 1955 | N/A | N/A | 55.3515 | 85.9942 | russia
baikal energy company llc | 80 | subcritical | operating | 1981 | N/A | N/A | 54.0331 | 102.0331 | russia
baikal energy company llc | 100 | subcritical | operating | 1982 | N/A | N/A | 54.0331 | 102.0331 | russia
baikal energy company llc | 80 | subcritical | operating | 1983 | N/A | N/A | 54.0331 | 102.0331 | russia
ogk-2 pjsc | 264 | supercritical | operating | 1965 | N/A | 2036 | 47.401 | 40.232 | russia
ogk-2 pjsc | 264 | supercritical | operating | 1966 | N/A | 2036 | 47.401 | 40.232 | russia
ogk-2 pjsc | 270 | supercritical | operating | 1967 | N/A | 2028 | 47.401 | 40.232 | russia
ogk-2 pjsc | 270 | supercritical | operating | 1968 | N/A | 2028 | 47.401 | 40.232 | russia
ogk-2 pjsc | 270 | supercritical | operating | 1969 | N/A | 2031 | 47.401 | 40.232 | russia
ogk-2 pjsc | 290 | supercritical | operating | 2005 | N/A | 2035 | 47.401 | 40.232 | russia
ogk-2 pjsc | 300 | supercritical | operating | 2009 | N/A | N/A | 47.401 | 40.232 | russia
ogk-2 pjsc | 300 | supercritical | retired | 1972 | 2012 | N/A | 47.401 | 40.232 | russia
ogk-2 pjsc | 330 | CFB | operating | 2016 | N/A | N/A | 47.401 | 40.232 | russia
novorostovskaya gres cjsc | 320 | subcritical | cancelled | N/A | N/A | N/A | 47.6419 | 40.8807 | russia
novorostovskaya gres cjsc | 320 | subcritical | cancelled | N/A | N/A | N/A | 47.6419 | 40.8807 | russia
novorostovskaya gres cjsc | 320 | subcritical | cancelled | N/A | N/A | N/A | 47.6419 | 40.8807 | russia
novorostovskaya gres cjsc | 320 | subcritical | cancelled | N/A | N/A | N/A | 47.6419 | 40.8807 | russia
N/A | 400 | unknown | announced | 2030 | N/A | N/A | 44.065 | 132.0779 | russia
siberian energy company jsc | 65 | subcritical | operating | 1965 | N/A | N/A | 55.0001 | 82.8749 | russia
siberian energy company jsc | 60 | subcritical | operating | 1965 | N/A | N/A | 55.0001 | 82.8749 | russia
siberian energy company jsc | 80 | subcritical | operating | 1986 | N/A | N/A | 55.0001 | 82.8749 | russia
siberian energy company jsc | 80 | subcritical | operating | 1987 | N/A | N/A | 55.0001 | 82.8749 | russia
siberian energy company jsc | 100 | subcritical | operating | 1972 | N/A | N/A | 55.0087 | 82.8537 | russia
siberian energy company jsc | 100 | subcritical | operating | 1973 | N/A | N/A | 55.0087 | 82.8537 | russia
siberian energy company jsc | 100 | subcritical | operating | 1976 | N/A | N/A | 55.0087 | 82.8537 | russia
siberian energy company jsc | 110 | subcritical | operating | 2005 | N/A | N/A | 55.0087 | 82.8537 | russia
siberian energy company jsc | 50 | subcritical | retired | 1952 | 2000 | N/A | 55.0087 | 82.8537 | russia
siberian energy company jsc | 50 | subcritical | retired | 1952 | 2000 | N/A | 55.0087 | 82.8537 | russia
siberian energy company jsc | 50 | subcritical | retired | 1952 | 2000 | N/A | 55.0087 | 82.8537 | russia
siberian energy company jsc | 37 | subcritical | operating | 1969 | N/A | N/A | 55.0087 | 82.8537 | russia
siberian energy company jsc | 30 | subcritical | operating | 1957 | N/A | N/A | 55.1002 | 82.9889 | russia
siberian energy company jsc | 110 | subcritical | operating | 1968 | N/A | N/A | 55.1002 | 82.9889 | russia
siberian energy company jsc | 100 | subcritical | operating | 1970 | N/A | N/A | 55.1002 | 82.9889 | russia
siberian energy company jsc | 100 | subcritical | operating | 1970 | N/A | N/A | 55.1002 | 82.9889 | russia
siberian energy company jsc | 200 | subcritical | operating | 1985 | N/A | N/A | 55.0055 | 83.0615 | russia
siberian energy company jsc | 200 | subcritical | operating | 1986 | N/A | N/A | 55.0055 | 83.0615 | russia
siberian energy company jsc | 200 | subcritical | operating | 1988 | N/A | N/A | 55.0055 | 83.0615 | russia
siberian energy company jsc | 200 | subcritical | operating | 1990 | N/A | N/A | 55.0055 | 83.0615 | russia
siberian energy company jsc | 200 | subcritical | operating | 1999 | N/A | N/A | 55.0055 | 83.0615 | russia
siberian energy company jsc | 200 | subcritical | operating | 2004 | N/A | N/A | 55.0055 | 83.0615 | russia
uralskaya stal jsc | 50 | subcritical | retired | 1964 | 2020 | N/A | 51.2194 | 58.3624 | russia
uralskaya stal jsc | 60 | subcritical | retired | 1969 | 2020 | N/A | 51.2194 | 58.3624 | russia
tgc-4 (quadra) | 300 | unknown | cancelled | N/A | N/A | N/A | 53.9167 | 37.5833 | russia
territorial generating company no 11 jsc | 50 | subcritical | operating | 1968 | N/A | N/A | 55.0845 | 73.2118 | russia
territorial generating company no 11 jsc | 50 | subcritical | retired | 1968 | 2015 | N/A | 55.0845 | 73.2118 | russia
territorial generating company no 11 jsc | 100 | subcritical | operating | 1971 | N/A | N/A | 55.0845 | 73.2118 | russia
territorial generating company no 11 jsc | 100 | subcritical | operating | 1971 | N/A | N/A | 55.0845 | 73.2118 | russia
territorial generating company no 11 jsc | 100 | subcritical | retired | 1971 | 2011 | N/A | 55.0845 | 73.2118 | russia
territorial generating company no 11 jsc | 135 | subcritical | operating | 1978 | N/A | N/A | 55.0845 | 73.2118 | russia
territorial generating company no 11 jsc | 100 | subcritical | operating | 1981 | N/A | N/A | 55.0018 | 73.4874 | russia
territorial generating company no 11 jsc | 100 | subcritical | operating | 1981 | N/A | N/A | 55.0018 | 73.4874 | russia
territorial generating company no 11 jsc | 175 | subcritical | operating | 1982 | N/A | N/A | 55.0018 | 73.4874 | russia
territorial generating company no 11 jsc | 175 | subcritical | operating | 1984 | N/A | N/A | 55.0018 | 73.4874 | russia
territorial generating company no 11 jsc | 185 | subcritical | operating | 1988 | N/A | N/A | 55.0018 | 73.4874 | russia
territorial generating company no 11 jsc | 265 | unknown | cancelled | N/A | N/A | N/A | 54.97 | 73.39 | russia
far eastern generating company jsc | 99 | subcritical | operating | 1980 | N/A | N/A | 43.0612 | 133.1356 | russia
far eastern generating company jsc | 101 | subcritical | operating | 1966 | N/A | N/A | 43.0612 | 133.1356 | russia
far eastern generating company jsc | 41 | subcritical | retired | 1958 | 2009 | N/A | 43.0612 | 133.1356 | russia
far eastern generating company jsc | 140 | unknown | construction | 2027 | N/A | N/A | 43.0612 | 133.1356 | russia
far eastern generating company jsc | 140 | unknown | construction | 2027 | N/A | N/A | 43.0612 | 133.1356 | russia
inter rao – electric power generation jsc | 410 | unknown | cancelled | N/A | N/A | N/A | 58.4944 | 56.3516 | russia
mosenergo pjsc | 800 | supercritical | cancelled | N/A | N/A | N/A | 55.5667 | 39.5333 | russia
mosenergo pjsc | 800 | supercritical | cancelled | N/A | N/A | N/A | 55.5667 | 39.5333 | russia
mosenergo pjsc | 800 | supercritical | cancelled | N/A | N/A | N/A | 55.5667 | 39.5333 | russia
inter rao – electric power generation jsc | 65 | unknown | operating | 2020 | N/A | N/A | 54.6908 | 20.2831 | russia
inter rao – electric power generation jsc | 65 | unknown | operating | 2020 | N/A | N/A | 54.6908 | 20.2831 | russia
inter rao – electric power generation jsc | 65 | unknown | operating | 2020 | N/A | N/A | 54.6908 | 20.2831 | russia
primorskaya gres llc | 110 | subcritical | operating | 1974 | N/A | N/A | 46.4652 | 134.2906 | russia
primorskaya gres llc | 445 | unknown | announced | 2030 | N/A | N/A | 46.4652 | 134.2906 | russia
primorskaya gres llc | 110 | subcritical | operating | 1975 | N/A | N/A | 46.4652 | 134.2906 | russia
primorskaya gres llc | 96 | subcritical | operating | 1975 | N/A | N/A | 46.4652 | 134.2906 | russia
primorskaya gres llc | 96 | subcritical | operating | 1977 | N/A | N/A | 46.4652 | 134.2906 | russia
primorskaya gres llc | 210 | subcritical | operating | 1979 | N/A | N/A | 46.4652 | 134.2906 | russia
primorskaya gres llc | 210 | subcritical | operating | 1980 | N/A | N/A | 46.4652 | 134.2906 | russia
primorskaya gres llc | 210 | subcritical | operating | 1982 | N/A | N/A | 46.4652 | 134.2906 | russia
primorskaya gres llc | 210 | subcritical | operating | 1983 | N/A | N/A | 46.4652 | 134.2906 | russia
primorskaya gres llc | 215 | subcritical | operating | 1990 | N/A | N/A | 46.4652 | 134.2906 | russia
far eastern generating company jsc | 100 | subcritical | retired | 1966 | 2009 | N/A | 49.7482 | 129.6932 | russia
far eastern generating company jsc | 50 | subcritical | operating | 1965 | N/A | N/A | 49.7482 | 129.6932 | russia
far eastern generating company jsc | 33 | subcritical | operating | 1966 | N/A | N/A | 49.7482 | 129.6932 | russia
kuzbassenergo jsc | 300 | supercritical | operating | 1970 | N/A | N/A | 57.1108 | 61.7059 | russia
kuzbassenergo jsc | 500 | supercritical | operating | 1980 | N/A | N/A | 57.1108 | 61.7059 | russia
kuzbassenergo jsc | 660 | unknown | cancelled | N/A | N/A | N/A | 57.111 | 61.7061 | russia
kuzbassenergo jsc | 300 | supercritical | operating | 1971 | N/A | 2031 | 57.1108 | 61.7059 | russia
kuzbassenergo jsc | 300 | supercritical | operating | 1971 | N/A | 2031 | 57.1108 | 61.7059 | russia
kuzbassenergo jsc | 300 | supercritical | operating | 1972 | N/A | N/A | 57.1108 | 61.7059 | russia
kuzbassenergo jsc | 300 | supercritical | operating | 1974 | N/A | 2031 | 57.1108 | 61.7059 | russia
kuzbassenergo jsc | 300 | supercritical | operating | 1975 | N/A | N/A | 57.1108 | 61.7059 | russia
kuzbassenergo jsc | 500 | supercritical | operating | 1977 | N/A | 2036 | 57.1108 | 61.7059 | russia
kuzbassenergo jsc | 500 | supercritical | operating | 1977 | N/A | N/A | 57.1108 | 61.7059 | russia
kuzbassenergo jsc | 500 | supercritical | operating | 1978 | N/A | N/A | 57.1108 | 61.7059 | russia
ogk-2 pjsc | 330 | unknown | cancelled | N/A | N/A | N/A | 54.034 | 39.78 | russia
ogk-2 pjsc | 260 | supercritical | operating | 1973 | N/A | N/A | 54.0346 | 39.7799 | russia
ogk-2 pjsc | 334 | supercritical | operating | 2014 | N/A | N/A | 54.0346 | 39.7799 | russia
ogk-2 pjsc | 260 | supercritical | operating | 1974 | N/A | N/A | 54.0346 | 39.7799 | russia
ogk-2 pjsc | 260 | supercritical | operating | 1974 | N/A | N/A | 54.0346 | 39.7799 | russia
sakhalinenergo pjsc | 50 | subcritical | retired | 1965 | 2013 | N/A | 48.9793 | 142.9642 | russia
sakhalinenergo pjsc | 50 | subcritical | retired | 1965 | 2013 | N/A | 48.9793 | 142.9642 | russia
sakhalinenergo pjsc | 50 | subcritical | retired | 1965 | 2013 | N/A | 48.9793 | 142.9642 | russia
sakhalinenergo pjsc | 50 | subcritical | retired | 1965 | 2013 | N/A | 48.9793 | 142.9642 | russia
sakhalinenergo pjsc | 42 | subcritical | retired | 1971 | 2019 | N/A | 48.9793 | 142.9642 | russia
sakhalinenergo pjsc | 42 | subcritical | retired | 1972 | 2019 | N/A | 48.9793 | 142.9642 | russia
sakhalinenergo pjsc | 120 | subcritical | announced | N/A | N/A | N/A | 48.0538 | 142.1875 | russia
sakhalinenergo pjsc | 120 | subcritical | cancelled | N/A | N/A | N/A | 48.0538 | 142.1875 | russia
sakhalinenergo pjsc | 60 | subcritical | operating | 2019 | N/A | N/A | 48.0538 | 142.1875 | russia
sakhalinenergo pjsc | 60 | subcritical | operating | 2019 | N/A | N/A | 48.0538 | 142.1875 | russia
ogk-2 pjsc | 100 | subcritical | retired | 1956 | 2015 | N/A | 59.6351 | 60.7031 | russia
ogk-2 pjsc | 88 | subcritical | retired | 1958 | 2018 | N/A | 59.6351 | 60.7031 | russia
ogk-2 pjsc | 100 | subcritical | retired | 1958 | 2018 | N/A | 59.6351 | 60.7031 | russia
ogk-2 pjsc | 100 | subcritical | retired | 1959 | 2018 | N/A | 59.6351 | 60.7031 | russia
territorial generating company no 2 pjsc | 30 | subcritical | operating | 1960 | N/A | 2026 | 64.581 | 39.8579 | russia
territorial generating company no 2 pjsc | 60 | subcritical | operating | 1960 | N/A | N/A | 64.581 | 39.8579 | russia
territorial generating company no 2 pjsc | 60 | subcritical | operating | 1960 | N/A | N/A | 64.581 | 39.8579 | russia
rusatom infrastructure solutions jsc | 100 | unknown | operating | 1957 | N/A | 2025 | 56.6195 | 84.8122 | russia
rusatom infrastructure solutions jsc | 100 | unknown | operating | 1957 | N/A | 2025 | 56.6195 | 84.8122 | russia
rusatom infrastructure solutions jsc | 100 | unknown | retired | 1959 | 2022 | N/A | 56.6195 | 84.8122 | russia
rusatom infrastructure solutions jsc | 100 | unknown | operating | 2022 | N/A | 2025 | 56.6195 | 84.8122 | russia
rusatom infrastructure solutions jsc | 30 | unknown | construction | 2025 | N/A | N/A | 56.6195 | 84.8122 | russia
rusatom infrastructure solutions jsc | 30 | unknown | construction | 2025 | N/A | N/A | 56.6195 | 84.8122 | russia
rusatom infrastructure solutions jsc | 50 | unknown | retired | 1955 | 2022 | N/A | 56.6195 | 84.8122 | russia
kuzbassrazrezugol jsc | 660 | subcritical | shelved | 2030 | N/A | N/A | 54.0342 | 87.4129 | russia
far eastern generating company jsc | 240 | unknown | cancelled | N/A | N/A | N/A | 48.9417 | 140.2273 | russia
far eastern generating company jsc | 63 | subcritical | operating | 2020 | N/A | N/A | 48.9417 | 140.2273 | russia
far eastern generating company jsc | 63 | subcritical | operating | 2020 | N/A | N/A | 48.9417 | 140.2273 | russia
kuzbassenergo jsc | 100 | subcritical | operating | 1958 | N/A | N/A | 53.7814 | 87.5874 | russia
kuzbassenergo jsc | 660 | subcritical | cancelled | N/A | N/A | N/A | 53.7814 | 87.5874 | russia
kuzbassenergo jsc | 100 | subcritical | operating | 1959 | N/A | N/A | 53.7814 | 87.5874 | russia
kuzbassenergo jsc | 100 | subcritical | operating | 1996 | N/A | N/A | 53.7814 | 87.5874 | russia
kuzbassenergo jsc | 124 | subcritical | operating | 2014 | N/A | N/A | 53.7814 | 87.5874 | russia
kuzbassenergo jsc | 121 | subcritical | operating | 2014 | N/A | N/A | 53.7814 | 87.5874 | russia
kuzbassenergo jsc | 200 | subcritical | operating | 1963 | N/A | N/A | 53.7814 | 87.5874 | russia
kuzbassenergo jsc | 200 | subcritical | operating | 1964 | N/A | N/A | 53.7814 | 87.5874 | russia
kuzbassenergo jsc | 200 | subcritical | operating | 1964 | N/A | N/A | 53.7814 | 87.5874 | russia
kuzbassenergo jsc | 200 | subcritical | operating | 1965 | N/A | N/A | 53.7814 | 87.5874 | russia
tomsk generation jsc | 50 | unknown | retired | 2008 | 2020 | N/A | 56.4721 | 84.9973 | russia
tomsk generation jsc | 43 | unknown | retired | 1953 | 2020 | N/A | 56.4721 | 84.9973 | russia
tomsk generation jsc | 43 | unknown | retired | 1958 | 2022 | N/A | 56.4721 | 84.9973 | russia
tomsk generation jsc | 60 | unknown | retired | 1960 | 2020 | N/A | 56.4721 | 84.9973 | russia
tomsk generation jsc | 110 | unknown | retired | 1997 | 2020 | N/A | 56.4721 | 84.9973 | russia
ogk-2 pjsc | 85 | subcritical | retired | 1960 | 2022 | N/A | 54.0366 | 61.648 | russia
ogk-2 pjsc | 666 | supercritical | operating | 2016 | N/A | N/A | 54.0366 | 61.648 | russia
ogk-2 pjsc | 660 | subcritical | cancelled | N/A | N/A | N/A | 54.0366 | 61.648 | russia
ogk-2 pjsc | 85 | subcritical | retired | 1960 | 2021 | N/A | 54.0366 | 61.648 | russia
ogk-2 pjsc | 85 | subcritical | retired | 1960 | 2022 | N/A | 54.0366 | 61.648 | russia
ogk-2 pjsc | 300 | supercritical | retired | 1965 | 2016 | N/A | 54.0366 | 61.648 | russia
ogk-2 pjsc | 300 | supercritical | retired | 1966 | 2016 | N/A | 54.0366 | 61.648 | russia
ogk-2 pjsc | 300 | supercritical | retired | 1967 | 2015 | N/A | 54.0366 | 61.648 | russia
ogk-2 pjsc | 300 | supercritical | retired | 1967 | 2016 | N/A | 54.0366 | 61.648 | russia
ogk-2 pjsc | 485 | supercritical | retired | 1974 | 2020 | N/A | 54.0366 | 61.648 | russia
ogk-2 pjsc | 485 | supercritical | retired | 1976 | 2013 | N/A | 54.0366 | 61.648 | russia
territorial generating company no 14 pjsc | 30 | subcritical | operating | 1963 | N/A | N/A | 51.8326 | 107.6173 | russia
territorial generating company no 14 pjsc | 98.4 | subcritical | operating | 2011 | N/A | N/A | 51.8326 | 107.6173 | russia
territorial generating company no 14 pjsc | 65 | unknown | pre-permit | 2028 | N/A | N/A | 51.7745 | 107.7056 | russia
territorial generating company no 14 pjsc | 90 | unknown | pre-permit | 2029 | N/A | N/A | 51.7745 | 107.7056 | russia
N/A | 142 | unknown | shelved | 2030 | N/A | N/A | 53.7228 | 127.415 | russia
N/A | 228 | unknown | shelved | 2030 | N/A | N/A | 48.4809 | 135.0987 | russia
unknown | 1000 | unknown | announced | 2031 | N/A | N/A | 55.5317 | 89.1823 | russia
comyurconsulting llc | 226 | subcritical | cancelled | N/A | N/A | N/A | 43.7829 | 132.0369 | russia
baikal energy company llc | 60 | subcritical | operating | 1978 | N/A | N/A | 58.0509 | 102.809 | russia
baikal energy company llc | 50 | subcritical | retired | 1979 | 2004 | N/A | 58.0509 | 102.809 | russia
baikal energy company llc | 110 | subcritical | operating | 1979 | N/A | N/A | 58.0509 | 102.809 | russia
baikal energy company llc | 50 | subcritical | operating | 1980 | N/A | N/A | 58.0509 | 102.809 | russia
baikal energy company llc | 110 | subcritical | operating | 1980 | N/A | N/A | 58.0509 | 102.809 | russia
baikal energy company llc | 185 | subcritical | operating | 1990 | N/A | N/A | 58.0509 | 102.809 | russia
rushydro pjsc | 80 | subcritical | retired | 1970 | 2013 | N/A | 43.1009 | 131.9722 | russia
rushydro pjsc | 98 | subcritical | retired | 1970 | 2013 | N/A | 43.1009 | 131.9722 | russia
rushydro pjsc | 105 | subcritical | retired | 1972 | 2013 | N/A | 43.1009 | 131.9722 | russia
rushydro pjsc | 109 | subcritical | retired | 1975 | 2022 | N/A | 43.1009 | 131.9722 | russia
rushydro pjsc | 50 | subcritical | retired | 1978 | 2022 | N/A | 43.1009 | 131.9722 | russia
rushydro pjsc | 55 | subcritical | retired | 1984 | 2022 | N/A | 43.1009 | 131.9722 | russia
t plus group pjsc | 35 | subcritical | retired | 1955 | 2021 | N/A | 67.6108 | 64.0836 | russia
t plus group pjsc | 50 | subcritical | retired | 1975 | 2021 | N/A | 67.6108 | 64.0836 | russia
t plus group pjsc | 60 | subcritical | retired | 1992 | 2021 | N/A | 67.6108 | 64.0836 | russia
t plus group pjsc | 47 | subcritical | retired | 1992 | 2021 | N/A | 67.6108 | 64.0836 | russia
yurginsky machinery factory llc | 60 | subcritical | operating | 1944 | N/A | N/A | 55.7386 | 84.9117 | russia
yuzhno-kuzbasskaya gres pjsc | 53 | subcritical | operating | 1951 | N/A | N/A | 53.5116 | 87.2645 | russia
yuzhno-kuzbasskaya gres pjsc | 53 | subcritical | operating | 1951 | N/A | N/A | 53.5116 | 87.2645 | russia
yuzhno-kuzbasskaya gres pjsc | 53 | subcritical | operating | 1952 | N/A | N/A | 53.5116 | 87.2645 | russia
yuzhno-kuzbasskaya gres pjsc | 53 | subcritical | operating | 1953 | N/A | N/A | 53.5116 | 87.2645 | russia
yuzhno-kuzbasskaya gres pjsc | 113 | subcritical | operating | 2003 | N/A | N/A | 53.5116 | 87.2645 | russia
yuzhno-kuzbasskaya gres pjsc | 88 | subcritical | operating | 1992 | N/A | N/A | 53.5116 | 87.2645 | russia
yuzhno-kuzbasskaya gres pjsc | 53 | subcritical | operating | 1954 | N/A | N/A | 53.5116 | 87.2645 | russia
yuzhno-kuzbasskaya gres pjsc | 88 | subcritical | operating | 1994 | N/A | N/A | 53.5116 | 87.2645 | russia
sakhalinenergo pjsc | 60 | supercritical | retired | 1976 | 2013 | N/A | 46.9986 | 142.7423 | russia
sakhalinenergo pjsc | 55 | subcritical | retired | 1978 | 2013 | N/A | 46.9986 | 142.7423 | russia
sakhalinenergo pjsc | 110 | subcritical | retired | 1984 | 2013 | N/A | 46.9986 | 142.7423 | russia
inter rao – electric power generation jsc | 225 | subcritical | cancelled | N/A | N/A | N/A | 54.4552 | 61.2359 | russia
inter rao – electric power generation jsc | 225 | subcritical | cancelled | N/A | N/A | N/A | 54.4552 | 61.2359 | russia
inter rao – electric power generation jsc | 83 | subcritical | operating | 1959 | N/A | 2028 | 54.4552 | 61.2359 | russia
inter rao – electric power generation jsc | 100 | subcritical | operating | 1959 | N/A | 2027 | 54.4552 | 61.2359 | russia
inter rao – electric power generation jsc | 82 | subcritical | operating | 1959 | N/A | 2027 | 54.4552 | 61.2359 | russia
inter rao – electric power generation jsc | 82 | subcritical | operating | 1959 | N/A | 2027 | 54.4552 | 61.2359 | russia
evraz zsmk jsc | 50 | subcritical | operating | 1963 | N/A | N/A | 53.7695 | 87.2436 | russia
evraz zsmk jsc | 60 | subcritical | operating | 1963 | N/A | N/A | 53.7695 | 87.2436 | russia
evraz zsmk jsc | 60 | subcritical | operating | 1969 | N/A | N/A | 53.7695 | 87.2436 | russia
evraz zsmk jsc | 100 | subcritical | operating | 1974 | N/A | N/A | 53.7695 | 87.2436 | russia
evraz zsmk jsc | 110 | subcritical | operating | 1983 | N/A | N/A | 53.7695 | 87.2436 | russia
evraz zsmk jsc | 110 | subcritical | operating | 1984 | N/A | N/A | 53.7695 | 87.2436 | russia
evraz zsmk jsc | 110 | subcritical | operating | 1987 | N/A | N/A | 53.7695 | 87.2436 | russia
dangote industries ltd | 30 | subcritical | operating | 2011 | N/A | N/A | 14.7962 | -17.0397 | senegal
jindal steel & power ltd | 175 | unknown | cancelled | N/A | N/A | N/A | 14.5002 | -14.4392 | senegal
jindal steel & power ltd | 175 | unknown | cancelled | N/A | N/A | N/A | 14.5002 | -14.4392 | senegal
korea electric power corp | 125 | unknown | cancelled | N/A | N/A | N/A | 14.6891 | -17.2176 | senegal
korea electric power corp | 125 | unknown | cancelled | N/A | N/A | N/A | 14.6891 | -17.2176 | senegal
west africa energy sa | 250 | subcritical | cancelled | N/A | N/A | N/A | 14.7667 | -16.9 | senegal
alteia fund management ltd | 41.6667 | subcritical | operating | 2021 | N/A | N/A | 14.687 | -17.2139 | senegal
national electricity company of senegal | 41.6667 | subcritical | operating | 2021 | N/A | N/A | 14.687 | -17.2139 | senegal
government of senegal | 41.6667 | subcritical | operating | 2021 | N/A | N/A | 14.687 | -17.2139 | senegal
teknotes technological plants aş | 320 | unknown | cancelled | N/A | N/A | N/A | 44.05 | 21.26 | serbia
elektroprivreda srbije beograd ad | 32 | subcritical | operating | 1956 | N/A | 2030 | 44.4803 | 20.2935 | serbia
elektroprivreda srbije beograd ad | 32 | subcritical | operating | 1957 | N/A | 2030 | 44.4803 | 20.2935 | serbia
elektroprivreda srbije beograd ad | 65 | subcritical | operating | 1961 | N/A | 2030 | 44.4803 | 20.2935 | serbia
elektroprivreda srbije beograd ad | 32 | subcritical | mothballed | 1961 | N/A | 2030 | 44.4803 | 20.2935 | serbia
elektroprivreda srbije beograd ad | 110 | subcritical | operating | 1979 | N/A | 2030 | 44.4803 | 20.2935 | serbia
elektroprivreda srbije beograd ad | 350 | unknown | cancelled | 2024 | N/A | N/A | 44.4675 | 20.2844 | serbia
elektroprivreda srbije beograd ad | 375 | unknown | cancelled | N/A | N/A | N/A | 44.4675 | 20.2844 | serbia
elektroprivreda srbije beograd ad | 100 | subcritical | operating | 1967 | N/A | 2030 | 44.7237 | 21.1716 | serbia
elektroprivreda srbije beograd ad | 210 | subcritical | operating | 1980 | N/A | 2030 | 44.7237 | 21.1716 | serbia
elektroprivreda srbije beograd ad | 350 | subcritical | operating | 1987 | N/A | N/A | 44.7307 | 21.2114 | serbia
elektroprivreda srbije beograd ad | 350 | subcritical | operating | 1991 | N/A | N/A | 44.7307 | 21.2114 | serbia
elektroprivreda srbije beograd ad | 350 | supercritical | operating | 2024 | N/A | N/A | 44.7295 | 21.2121 | serbia
government of serbia | 350 | unknown | cancelled | N/A | N/A | N/A | 44.75 | 20.9667 | serbia
naftna industrija srbije ad | 350 | unknown | cancelled | N/A | N/A | N/A | 44.75 | 20.9667 | serbia
naftna industrija srbije ad | 350 | unknown | cancelled | N/A | N/A | N/A | 44.75 | 20.9667 | serbia
government of serbia | 350 | unknown | cancelled | N/A | N/A | N/A | 44.75 | 20.9667 | serbia
elektroprivreda srbije beograd ad | 120 | subcritical | operating | 1969 | N/A | 2030 | 44.2238 | 21.1631 | serbia
elektroprivreda srbije beograd ad | 210 | subcritical | operating | 1970 | N/A | 2032 | 44.6713 | 20.1584 | serbia
elektroprivreda srbije beograd ad | 210 | subcritical | operating | 1970 | N/A | 2032 | 44.6713 | 20.1584 | serbia
elektroprivreda srbije beograd ad | 329 | subcritical | operating | 1976 | N/A | N/A | 44.6713 | 20.1584 | serbia
elektroprivreda srbije beograd ad | 329 | subcritical | operating | 1978 | N/A | N/A | 44.6713 | 20.1584 | serbia
elektroprivreda srbije beograd ad | 340 | subcritical | operating | 1979 | N/A | N/A | 44.6713 | 20.1584 | serbia
elektroprivreda srbije beograd ad | 348 | subcritical | operating | 1979 | N/A | N/A | 44.6713 | 20.1584 | serbia
elektroprivreda srbije beograd ad | 650 | subcritical | operating | 1983 | N/A | N/A | 44.6538 | 20.0048 | serbia
elektroprivreda srbije beograd ad | 650 | subcritical | operating | 1985 | N/A | N/A | 44.6538 | 20.0048 | serbia
elektroprivreda srbije beograd ad | 375 | supercritical | cancelled | N/A | N/A | N/A | 44.6706 | 20.1583 | serbia
elektroprivreda srbije beograd ad | 375 | supercritical | cancelled | N/A | N/A | N/A | 44.6706 | 20.1583 | serbia
elektroprivreda srbije beograd ad | 300 | unknown | cancelled | N/A | N/A | N/A | 43.273 | 19.9994 | serbia
mh teplarensky holding as | 55 | subcritical | retired | 1967 | 2019 | N/A | 48.698 | 21.2717 | slovakia
mh teplarensky holding as | 66 | subcritical | operating | 1967 | N/A | 2025 | 48.698 | 21.2717 | slovakia
mh teplarensky holding as | 32 | unknown | retired | 1962 | 2020 | N/A | 49.0592 | 18.907 | slovakia
slovenské elektrárne aş | 32 | subcritical | retired | 1957 | 2013 | N/A | 48.6988 | 18.5335 | slovakia
slovenské elektrárne aş | 110 | subcritical | retired | 1964 | 2023 | N/A | 48.6988 | 18.5335 | slovakia
slovenské elektrárne aş | 110 | subcritical | retired | 1964 | 2023 | N/A | 48.6988 | 18.5335 | slovakia
slovenské elektrárne aş | 110 | subcritical | retired | 1976 | 2015 | N/A | 48.6988 | 18.5335 | slovakia
slovenské elektrárne aş | 110 | subcritical | retired | 1976 | 2015 | N/A | 48.6988 | 18.5335 | slovakia
ceskoslovenska energetica spolocnost as | 885 | subcritical | cancelled | N/A | N/A | N/A | 48.6278 | 21.7172 | slovakia
us steel košice sro | 208 | subcritical | operating | 2008 | N/A | N/A | 48.6159 | 21.1946 | slovakia
slovenské elektrárne aş | 110 | unknown | retired | 1965 | 2010 | N/A | 48.5525 | 21.9726 | slovakia
slovenské elektrárne aş | 110 | unknown | retired | 1965 | 2010 | N/A | 48.5525 | 21.9726 | slovakia
slovenské elektrárne aş | 110 | unknown | retired | 1966 | 2008 | N/A | 48.5525 | 21.9726 | slovakia
slovenské elektrárne aş | 110 | unknown | retired | 1966 | 2008 | N/A | 48.5525 | 21.9726 | slovakia
slovenské elektrárne aş | 110 | unknown | retired | 1966 | 2024 | N/A | 48.5525 | 21.9726 | slovakia
slovenské elektrárne aş | 110 | unknown | retired | 1966 | 2024 | N/A | 48.5525 | 21.9726 | slovakia
termoelektrarna šoštanj doo | 30 | subcritical | retired | 1956 | 2010 | N/A | 46.3723 | 15.0534 | slovenia
termoelektrarna šoštanj doo | 30 | subcritical | retired | 1956 | 2008 | N/A | 46.3723 | 15.0534 | slovenia
termoelektrarna šoštanj doo | 75 | subcritical | retired | 1960 | 2014 | N/A | 46.3723 | 15.0534 | slovenia
termoelektrarna šoštanj doo | 275 | subcritical | retired | 1972 | 2018 | N/A | 46.3723 | 15.0534 | slovenia
termoelektrarna šoštanj doo | 345 | subcritical | operating | 1977 | N/A | 2027 | 46.3723 | 15.0534 | slovenia
termoelektrarna šoštanj doo | 600 | ultra-supercritical | operating | 2015 | N/A | N/A | 46.3723 | 15.0534 | slovenia
janvo podjetje energetika ljubljana | 42 | subcritical | operating | 1966 | N/A | 2025 | 46.058 | 14.5451 | slovenia
janvo podjetje energetika ljubljana | 32 | subcritical | operating | 1967 | N/A | 2025 | 46.058 | 14.5451 | slovenia
janvo podjetje energetika ljubljana | 50 | subcritical | operating | 1984 | N/A | N/A | 46.058 | 14.5451 | slovenia
termoelektrarne trbovlje doo | 125 | subcritical | retired | 1968 | 2018 | N/A | 46.1261 | 15.0618 | slovenia
eskom holdings soc ltd | 370 | subcritical | operating | 1972 | N/A | 2030 | -25.9438 | 29.792 | south africa
eskom holdings soc ltd | 390 | subcritical | operating | 1971 | N/A | 2030 | -25.9438 | 29.792 | south africa
eskom holdings soc ltd | 396 | subcritical | operating | 1971 | N/A | 2030 | -25.9438 | 29.792 | south africa
eskom holdings soc ltd | 396 | subcritical | operating | 1973 | N/A | 2030 | -25.9438 | 29.792 | south africa
eskom holdings soc ltd | 400 | subcritical | operating | 1974 | N/A | 2030 | -25.9438 | 29.792 | south africa
eskom holdings soc ltd | 400 | subcritical | operating | 1975 | N/A | 2030 | -25.9438 | 29.792 | south africa
cesc ltd | 660 | unknown | cancelled | N/A | N/A | N/A | -26 | 27.5458 | south africa
cesc ltd | 660 | unknown | cancelled | N/A | N/A | N/A | -26 | 27.5458 | south africa
resource generation ltd | 600 | unknown | cancelled | N/A | N/A | N/A | -26 | 27.5458 | south africa
eskom holdings soc ltd | 200 | subcritical | operating | 1968 | N/A | 2030 | -26.6215 | 30.0901 | south africa
eskom holdings soc ltd | 200 | subcritical | operating | 1967 | N/A | 2030 | -26.6215 | 30.0901 | south africa
eskom holdings soc ltd | 200 | subcritical | operating | 1967 | N/A | 2030 | -26.6215 | 30.0901 | south africa
eskom holdings soc ltd | 200 | subcritical | operating | 1967 | N/A | 2030 | -26.6215 | 30.0901 | south africa
eskom holdings soc ltd | 200 | subcritical | operating | 1967 | N/A | 2030 | -26.6215 | 30.0901 | south africa
eskom holdings soc ltd | 200 | subcritical | operating | 1968 | N/A | 2030 | -26.6215 | 30.0901 | south africa
eskom holdings soc ltd | 200 | subcritical | operating | 1969 | N/A | 2030 | -26.6215 | 30.0901 | south africa
eskom holdings soc ltd | 200 | subcritical | operating | 1969 | N/A | 2030 | -26.6215 | 30.0901 | south africa
eskom holdings soc ltd | 1500 | unknown | cancelled | N/A | N/A | N/A | -24.075 | 28.1417 | south africa
colenso power pty ltd | 175 | unknown | cancelled | N/A | N/A | N/A | -28.7308 | 29.8267 | south africa
shandong electric power construction corp | 175 | unknown | cancelled | N/A | N/A | N/A | -28.7308 | 29.8267 | south africa
colenso power pty ltd | 175 | unknown | cancelled | N/A | N/A | N/A | -28.7308 | 29.8267 | south africa
shandong electric power construction corp | 175 | unknown | cancelled | N/A | N/A | N/A | -28.7308 | 29.8267 | south africa
colenso power pty ltd | 175 | unknown | cancelled | N/A | N/A | N/A | -28.7308 | 29.8267 | south africa
shandong electric power construction corp | 175 | unknown | cancelled | N/A | N/A | N/A | -28.7308 | 29.8267 | south africa
eskom holdings soc ltd | 600 | subcritical | operating | 1980 | N/A | 2031 | -25.9613 | 29.3397 | south africa
eskom holdings soc ltd | 600 | subcritical | operating | 1980 | N/A | 2031 | -25.9613 | 29.3397 | south africa
eskom holdings soc ltd | 600 | subcritical | mothballed | 1981 | N/A | 2032 | -25.9613 | 29.3397 | south africa
eskom holdings soc ltd | 600 | subcritical | operating | 1982 | N/A | 2033 | -25.9613 | 29.3397 | south africa
eskom holdings soc ltd | 600 | subcritical | operating | 1983 | N/A | 2033 | -25.9613 | 29.3397 | south africa
eskom holdings soc ltd | 600 | subcritical | operating | 1984 | N/A | 2034 | -25.9613 | 29.3397 | south africa
ipsa group plc | 75 | subcritical | cancelled | N/A | N/A | N/A | -31.466 | 27.333 | south africa
ipsa group plc | 75 | subcritical | cancelled | N/A | N/A | N/A | -31.466 | 27.333 | south africa
ipsa group plc | 75 | subcritical | cancelled | N/A | N/A | N/A | -31.466 | 27.333 | south africa
ipsa group plc | 75 | subcritical | cancelled | N/A | N/A | N/A | -31.466 | 27.333 | south africa
eskom holdings soc ltd | 200 | subcritical | operating | 1973 | N/A | 2030 | -26.7685 | 28.4978 | south africa
eskom holdings soc ltd | 200 | subcritical | operating | 1970 | N/A | 2030 | -26.7685 | 28.4978 | south africa
eskom holdings soc ltd | 200 | subcritical | operating | 1969 | N/A | 2030 | -26.7685 | 28.4978 | south africa
eskom holdings soc ltd | 200 | subcritical | mothballed | 1969 | N/A | 2030 | -26.7685 | 28.4978 | south africa
eskom holdings soc ltd | 190 | subcritical | mothballed | 1971 | N/A | 2030 | -26.7685 | 28.4978 | south africa
eskom holdings soc ltd | 200 | subcritical | mothballed | 1977 | N/A | 2030 | -26.7685 | 28.4978 | south africa
eskom holdings soc ltd | 200 | subcritical | mothballed | 1972 | N/A | 2030 | -26.032 | 29.6016 | south africa
eskom holdings soc ltd | 200 | subcritical | operating | 1977 | N/A | 2030 | -26.032 | 29.6016 | south africa
eskom holdings soc ltd | 200 | subcritical | operating | 1971 | N/A | 2030 | -26.032 | 29.6016 | south africa
eskom holdings soc ltd | 200 | subcritical | mothballed | 1970 | N/A | 2030 | -26.032 | 29.6016 | south africa
eskom holdings soc ltd | 200 | subcritical | operating | 1970 | N/A | 2030 | -26.032 | 29.6016 | south africa
eskom holdings soc ltd | 200 | subcritical | operating | 1971 | N/A | 2030 | -26.032 | 29.6016 | south africa
eskom holdings soc ltd | 200 | subcritical | operating | 1973 | N/A | 2030 | -26.032 | 29.6016 | south africa
eskom holdings soc ltd | 200 | subcritical | operating | 1974 | N/A | 2030 | -26.032 | 29.6016 | south africa
eskom holdings soc ltd | 200 | subcritical | mothballed | 1975 | N/A | 2030 | -26.032 | 29.6016 | south africa
eskom holdings soc ltd | 200 | subcritical | mothballed | 1976 | N/A | 2030 | -26.032 | 29.6016 | south africa
anergi international ltd | 30 | subcritical | retired | 1957 | 2022 | N/A | -26.1158 | 28.194 | south africa
anergi international ltd | 30 | subcritical | retired | 1957 | 2022 | N/A | -26.1158 | 28.194 | south africa
anergi international ltd | 30 | subcritical | retired | 1958 | 2022 | N/A | -26.1158 | 28.194 | south africa
anergi international ltd | 30 | subcritical | retired | 1959 | 2022 | N/A | -26.1158 | 28.194 | south africa
anergi international ltd | 30 | subcritical | retired | 1960 | 2022 | N/A | -26.1158 | 28.194 | south africa
anergi international ltd | 30 | subcritical | retired | 1960 | 2022 | N/A | -26.1158 | 28.194 | south africa
anergi international ltd | 60 | subcritical | operating | 1968 | N/A | 2026 | -26.1158 | 28.194 | south africa
anergi international ltd | 60 | subcritical | operating | 1968 | N/A | 2026 | -26.1158 | 28.194 | south africa
anergi international ltd | 60 | subcritical | operating | 1969 | N/A | 2026 | -26.1158 | 28.194 | south africa
anergi international ltd | 60 | subcritical | operating | 1969 | N/A | 2026 | -26.1158 | 28.194 | south africa
anergi international ltd | 60 | subcritical | operating | 1962 | N/A | 2026 | -26.1158 | 28.194 | south africa
anergi international ltd | 60 | subcritical | operating | 1964 | N/A | 2026 | -26.1158 | 28.194 | south africa
anergi international ltd | 60 | subcritical | operating | 1965 | N/A | 2026 | -26.1158 | 28.194 | south africa
eskom holdings soc ltd | 686 | subcritical | operating | 1988 | N/A | 2039 | -26.0903 | 28.9688 | south africa
eskom holdings soc ltd | 686 | subcritical | operating | 1989 | N/A | 2041 | -26.0903 | 28.9688 | south africa
eskom holdings soc ltd | 686 | subcritical | operating | 1990 | N/A | 2042 | -26.0903 | 28.9688 | south africa
eskom holdings soc ltd | 686 | subcritical | operating | 1991 | N/A | 2042 | -26.0903 | 28.9688 | south africa
eskom holdings soc ltd | 686 | subcritical | operating | 1992 | N/A | 2043 | -26.0903 | 28.9688 | south africa
eskom holdings soc ltd | 686 | subcritical | operating | 1993 | N/A | 2044 | -26.0903 | 28.9688 | south africa
acwa power co | 150 | CFB | cancelled | N/A | N/A | N/A | -26.7695 | 29.201 | south africa
acwa power co | 150 | CFB | cancelled | N/A | N/A | N/A | -25.8766 | 29.201 | south africa
acwa power co | 150 | CFB | cancelled | N/A | N/A | N/A | -25.8766 | 29.201 | south africa
acwa power co | 150 | CFB | cancelled | N/A | N/A | N/A | -25.8766 | 29.201 | south africa
kipower | 150 | subcritical | cancelled | N/A | N/A | N/A | -26.1466 | 28.6809 | south africa
kipower | 150 | subcritical | cancelled | N/A | N/A | N/A | -26.1466 | 28.6809 | south africa
kipower | 150 | subcritical | cancelled | N/A | N/A | N/A | -26.1466 | 28.6809 | south africa
kipower | 150 | subcritical | cancelled | N/A | N/A | N/A | -26.1466 | 28.6809 | south africa
eskom holdings soc ltd | 100 | subcritical | retired | 1961 | 2022 | N/A | -26.0908 | 29.4745 | south africa
eskom holdings soc ltd | 100 | subcritical | retired | 1962 | 2022 | N/A | -26.0908 | 29.4745 | south africa
eskom holdings soc ltd | 100 | subcritical | retired | 1962 | 2022 | N/A | -26.0908 | 29.4745 | south africa
eskom holdings soc ltd | 100 | subcritical | retired | 1963 | 2022 | N/A | -26.0908 | 29.4745 | south africa
eskom holdings soc ltd | 100 | subcritical | retired | 1963 | 2022 | N/A | -26.0908 | 29.4745 | south africa
eskom holdings soc ltd | 125 | subcritical | retired | 1964 | 2022 | N/A | -26.0908 | 29.4745 | south africa
eskom holdings soc ltd | 125 | subcritical | retired | 1964 | 2022 | N/A | -26.0908 | 29.4745 | south africa
eskom holdings soc ltd | 125 | subcritical | retired | 1964 | 2022 | N/A | -26.0908 | 29.4745 | south africa
eskom holdings soc ltd | 125 | subcritical | retired | 1964 | 2022 | N/A | -26.0908 | 29.4745 | south africa
eskom holdings soc ltd | 500 | subcritical | operating | 1976 | N/A | 2030 | -26.2539 | 29.1785 | south africa
eskom holdings soc ltd | 500 | subcritical | operating | 1976 | N/A | 2030 | -26.2539 | 29.1785 | south africa
eskom holdings soc ltd | 500 | subcritical | operating | 1977 | N/A | 2030 | -26.2539 | 29.1785 | south africa
eskom holdings soc ltd | 500 | subcritical | operating | 1978 | N/A | 2030 | -26.2539 | 29.1785 | south africa
eskom holdings soc ltd | 500 | subcritical | operating | 1979 | N/A | 2030 | -26.2539 | 29.1785 | south africa
eskom holdings soc ltd | 500 | subcritical | operating | 1979 | N/A | 2030 | -26.2539 | 29.1785 | south africa
eskom holdings soc ltd | 800 | supercritical | operating | 2018 | N/A | 2069 | -25.9201 | 28.9249 | south africa
eskom holdings soc ltd | 800 | supercritical | operating | 2020 | N/A | 2070 | -25.9201 | 28.9249 | south africa
eskom holdings soc ltd | 800 | supercritical | operating | 2021 | N/A | 2071 | -25.9201 | 28.9249 | south africa
eskom holdings soc ltd | 800 | supercritical | operating | 2022 | N/A | N/A | -25.9201 | 28.9249 | south africa
eskom holdings soc ltd | 800 | supercritical | operating | 2024 | N/A | N/A | -25.9201 | 28.9249 | south africa
eskom holdings soc ltd | 800 | supercritical | construction | 2025 | N/A | N/A | -25.9201 | 28.9249 | south africa
dedicoal pty ltd | 600 | unknown | shelved | N/A | N/A | N/A | -23.5362 | 27.9252 | south africa
eskom holdings soc ltd | 618 | subcritical | operating | 1985 | N/A | 2036 | -26.742 | 27.9769 | south africa
eskom holdings soc ltd | 618 | subcritical | operating | 1986 | N/A | 2037 | -26.742 | 27.9769 | south africa
eskom holdings soc ltd | 618 | subcritical | operating | 1987 | N/A | 2037 | -26.742 | 27.9769 | south africa
eskom holdings soc ltd | 618 | subcritical | operating | 1987 | N/A | 2038 | -26.742 | 27.9769 | south africa
eskom holdings soc ltd | 618 | subcritical | operating | 1989 | N/A | 2040 | -26.742 | 27.9769 | south africa
eskom holdings soc ltd | 618 | subcritical | operating | 1990 | N/A | 2041 | -26.742 | 27.9769 | south africa
eskom holdings soc ltd | 665 | subcritical | operating | 1996 | N/A | 2046 | -27.1006 | 29.771 | south africa
eskom holdings soc ltd | 665 | subcritical | operating | 1997 | N/A | 2047 | -27.1006 | 29.771 | south africa
eskom holdings soc ltd | 665 | subcritical | operating | 1998 | N/A | 2048 | -27.1006 | 29.771 | south africa
eskom holdings soc ltd | 716 | subcritical | operating | 1999 | N/A | 2049 | -27.1006 | 29.771 | south africa
eskom holdings soc ltd | 716 | subcritical | operating | 2000 | N/A | 2050 | -27.1006 | 29.771 | south africa
eskom holdings soc ltd | 716 | subcritical | operating | 2001 | N/A | 2051 | -27.1006 | 29.771 | south africa
eskom holdings soc ltd | 665 | subcritical | operating | 1987 | N/A | 2038 | -23.6688 | 27.6108 | south africa
eskom holdings soc ltd | 665 | subcritical | operating | 1987 | N/A | 2038 | -23.6688 | 27.6108 | south africa
eskom holdings soc ltd | 665 | subcritical | operating | 1988 | N/A | 2039 | -23.6688 | 27.6108 | south africa
eskom holdings soc ltd | 665 | subcritical | operating | 1989 | N/A | 2040 | -23.6688 | 27.6108 | south africa
eskom holdings soc ltd | 665 | subcritical | operating | 1990 | N/A | 2041 | -23.6688 | 27.6108 | south africa
eskom holdings soc ltd | 665 | subcritical | operating | 1991 | N/A | 2042 | -23.6688 | 27.6108 | south africa
eskom holdings soc ltd | 600 | subcritical | operating | 1979 | N/A | 2030 | -26.2813 | 29.1415 | south africa
eskom holdings soc ltd | 600 | subcritical | operating | 1980 | N/A | 2031 | -26.2813 | 29.1415 | south africa
eskom holdings soc ltd | 600 | subcritical | operating | 1980 | N/A | 2031 | -26.2813 | 29.1415 | south africa
eskom holdings soc ltd | 600 | subcritical | operating | 1981 | N/A | 2032 | -26.2813 | 29.1415 | south africa
eskom holdings soc ltd | 600 | subcritical | operating | 1982 | N/A | 2033 | -26.2813 | 29.1415 | south africa
eskom holdings soc ltd | 600 | subcritical | operating | 1983 | N/A | 2034 | -26.2813 | 29.1415 | south africa
eskom holdings soc ltd | 794.8 | supercritical | operating | 2021 | N/A | 2071 | -23.705 | 27.5638 | south africa
eskom holdings soc ltd | 794.8 | supercritical | operating | 2019 | N/A | 2069 | -23.705 | 27.5638 | south africa
eskom holdings soc ltd | 794.8 | supercritical | operating | 2019 | N/A | 2068 | -23.705 | 27.5638 | south africa
eskom holdings soc ltd | 794.8 | supercritical | operating | 2017 | N/A | 2067 | -23.705 | 27.5638 | south africa
eskom holdings soc ltd | 794.8 | supercritical | operating | 2017 | N/A | 2067 | -23.705 | 27.5638 | south africa
eskom holdings soc ltd | 794.8 | supercritical | operating | 2015 | N/A | 2065 | -23.705 | 27.5638 | south africa
eskom holdings soc ltd | 800 | supercritical | cancelled | N/A | N/A | N/A | -24 | 29 | south africa
eskom holdings soc ltd | 800 | supercritical | cancelled | N/A | N/A | N/A | -24 | 29 | south africa
eskom holdings soc ltd | 800 | supercritical | cancelled | N/A | N/A | N/A | -24 | 29 | south africa
eskom holdings soc ltd | 800 | supercritical | cancelled | N/A | N/A | N/A | -24 | 29 | south africa
eskom holdings soc ltd | 800 | supercritical | cancelled | N/A | N/A | N/A | -24 | 29 | south africa
eskom holdings soc ltd | 800 | supercritical | cancelled | N/A | N/A | N/A | -24 | 29 | south africa
power construction corporation of china ltd | 1980 | unknown | shelved | N/A | N/A | N/A | -24.075 | 28.1417 | south africa
power construction corporation of china ltd | 1320 | unknown | permitted | N/A | N/A | N/A | -24.075 | 28.1417 | south africa
namane generation | 660 | CFB | cancelled | N/A | N/A | N/A | -23.6667 | 27.5167 | south africa
tshwane electricity division | 30 | subcritical | mothballed | 1952 | N/A | N/A | -25.7584 | 28.1467 | south africa
tshwane electricity division | 30 | subcritical | mothballed | 1952 | N/A | N/A | -25.7584 | 28.1467 | south africa
tshwane electricity division | 30 | subcritical | mothballed | 1952 | N/A | N/A | -25.7584 | 28.1467 | south africa
tshwane electricity division | 30 | subcritical | mothballed | 1952 | N/A | N/A | -25.7584 | 28.1467 | south africa
tshwane electricity division | 30 | subcritical | mothballed | 1952 | N/A | N/A | -25.7584 | 28.1467 | south africa
tshwane electricity division | 30 | subcritical | mothballed | 1952 | N/A | N/A | -25.7584 | 28.1467 | south africa
mondi south africa pty ltd | 38 | subcritical | operating | 1984 | N/A | N/A | -28.7621 | 31.9935 | south africa
mondi south africa pty ltd | 34.3 | subcritical | operating | 1984 | N/A | N/A | -28.7621 | 31.9935 | south africa
umbani power | 270 | subcritical | cancelled | N/A | N/A | N/A | -28.8 | 32.1 | south africa
tshwane electricity division | 60 | subcritical | mothballed | 1962 | N/A | N/A | -25.555 | 28.2376 | south africa
tshwane electricity division | 60 | subcritical | mothballed | 1962 | N/A | N/A | -25.555 | 28.2376 | south africa
tshwane electricity division | 60 | subcritical | mothballed | 1968 | N/A | N/A | -25.555 | 28.2376 | south africa
tshwane electricity division | 60 | subcritical | mothballed | 1969 | N/A | N/A | -25.555 | 28.2376 | south africa
tshwane electricity division | 60 | subcritical | mothballed | 1970 | N/A | N/A | -25.555 | 28.2376 | south africa
sibanye gold ltd | 200 | unknown | cancelled | N/A | N/A | N/A | -23.6667 | 27.5167 | south africa
thabametsi power project pty ltd | 315 | unknown | cancelled | N/A | N/A | N/A | -23.6717 | 27.5289 | south africa
thabametsi power project pty ltd | 315 | unknown | cancelled | N/A | N/A | N/A | -23.6717 | 27.5289 | south africa
transalloys pty ltd | 135 | subcritical | permitted | N/A | N/A | N/A | -25.8935 | 29.1176 | south africa
eskom holdings soc ltd | 609 | subcritical | operating | 1985 | N/A | 2030 | -26.7772 | 29.3524 | south africa
eskom holdings soc ltd | 609 | subcritical | operating | 1985 | N/A | 2030 | -26.7772 | 29.3524 | south africa
eskom holdings soc ltd | 609 | subcritical | operating | 1986 | N/A | 2030 | -26.7772 | 29.3524 | south africa
eskom holdings soc ltd | 609 | subcritical | operating | 1987 | N/A | 2030 | -26.7772 | 29.3524 | south africa
eskom holdings soc ltd | 609 | subcritical | operating | 1988 | N/A | 2030 | -26.7772 | 29.3524 | south africa
eskom holdings soc ltd | 609 | subcritical | operating | 1990 | N/A | 2030 | -26.7772 | 29.3524 | south africa
iss global mining pty ltd | 600 | subcritical | cancelled | N/A | N/A | N/A | -26.255 | 29.263 | south africa
to be determined | 1500 | unknown | cancelled | N/A | N/A | N/A | -29.02 | 24.42 | south africa
vedanta zinc international | 150 | subcritical | cancelled | N/A | N/A | N/A | -23.534 | 27.2365 | south africa
anglo american plc | 150 | subcritical | cancelled | N/A | N/A | N/A | -23.534 | 27.2365 | south africa
anglo american plc | 150 | subcritical | cancelled | N/A | N/A | N/A | -23.534 | 27.2365 | south africa
vedanta zinc international | 150 | subcritical | cancelled | N/A | N/A | N/A | -23.534 | 27.2365 | south africa
waterberg energy | 600 | subcritical | cancelled | N/A | N/A | N/A | -23.6667 | 27.5167 | south africa
gangneung eco power co ltd | 1040 | ultra-supercritical | operating | 2022 | N/A | 2052 | 37.7332 | 128.9794 | south korea
gangneung eco power co ltd | 1040 | ultra-supercritical | operating | 2023 | N/A | 2052 | 37.7332 | 128.9794 | south korea
korea midland power co ltd | 500 | subcritical | retired | 1983 | 2020 | N/A | 36.4009 | 126.4908 | south korea
korea midland power co ltd | 500 | subcritical | retired | 1984 | 2020 | N/A | 36.4009 | 126.4908 | south korea
korea midland power co ltd | 550 | supercritical | operating | 1993 | N/A | 2043 | 36.4009 | 126.4908 | south korea
korea midland power co ltd | 500 | supercritical | operating | 1993 | N/A | 2043 | 36.4009 | 126.4908 | south korea
korea midland power co ltd | 500 | supercritical | operating | 1993 | N/A | 2026 | 36.4009 | 126.4908 | south korea
korea midland power co ltd | 500 | supercritical | operating | 1994 | N/A | 2026 | 36.4009 | 126.4908 | south korea
korea midland power co ltd | 500 | ultra-supercritical | operating | 2008 | N/A | 2038 | 36.4009 | 126.4908 | south korea
korea midland power co ltd | 500 | ultra-supercritical | operating | 2008 | N/A | 2038 | 36.4009 | 126.4908 | south korea
korea east-west power co ltd | 297.5 | supercritical | operating | 2017 | N/A | 2047 | 37.4805 | 129.1433 | south korea
st international corp | 297.5 | supercritical | operating | 2017 | N/A | 2047 | 37.4805 | 129.1433 | south korea
korea east-west power co ltd | 297.5 | supercritical | operating | 2017 | N/A | 2047 | 37.4805 | 129.1433 | south korea
st international corp | 297.5 | supercritical | operating | 2017 | N/A | 2047 | 37.4805 | 129.1433 | south korea
dangjin eco power corp | 580 | unknown | cancelled | N/A | N/A | N/A | 37.055 | 126.4923 | south korea
dangjin eco power corp | 580 | unknown | cancelled | N/A | N/A | N/A | 37.055 | 126.4923 | south korea
korea east-west power co ltd | 1020 | ultra-supercritical | operating | 2016 | N/A | 2046 | 37.0551 | 126.5122 | south korea
korea east-west power co ltd | 500 | supercritical | operating | 1999 | N/A | 2029 | 37.0551 | 126.5122 | south korea
korea east-west power co ltd | 500 | supercritical | operating | 1999 | N/A | 2029 | 37.0551 | 126.5122 | south korea
korea east-west power co ltd | 500 | supercritical | operating | 2000 | N/A | 2030 | 37.0551 | 126.5122 | south korea
korea east-west power co ltd | 500 | supercritical | operating | 2001 | N/A | 2030 | 37.0551 | 126.5122 | south korea
korea east-west power co ltd | 500 | ultra-supercritical | operating | 2005 | N/A | 2035 | 37.0551 | 126.5122 | south korea
korea east-west power co ltd | 500 | ultra-supercritical | operating | 2006 | N/A | 2036 | 37.0551 | 126.5122 | south korea
korea east-west power co ltd | 500 | ultra-supercritical | operating | 2007 | N/A | 2037 | 37.0551 | 126.5122 | south korea
korea east-west power co ltd | 500 | ultra-supercritical | operating | 2007 | N/A | 2037 | 37.0551 | 126.5122 | south korea
korea east-west power co ltd | 1020 | ultra-supercritical | operating | 2016 | N/A | 2045 | 37.0551 | 126.5122 | south korea
dongbu power dangjin corp | 1000 | ultra-supercritical | cancelled | N/A | N/A | N/A | 37.739 | 128.98 | south korea
dongbu power dangjin corp | 1000 | ultra-supercritical | cancelled | N/A | N/A | N/A | 37.739 | 128.98 | south korea
korea east-west power co ltd | 200 | subcritical | operating | 1998 | N/A | 2028 | 37.4863 | 129.1473 | south korea
korea east-west power co ltd | 200 | subcritical | operating | 1999 | N/A | 2029 | 37.4863 | 129.1473 | south korea
gimcheon energy service co ltd | 30 | subcritical | operating | 2013 | N/A | N/A | 36.1561 | 128.1269 | south korea
gimcheon energy service co ltd | 30 | subcritical | operating | 2013 | N/A | N/A | 36.1561 | 128.1269 | south korea
goseong green power co ltd | 1040 | ultra-supercritical | operating | 2021 | N/A | 2051 | 34.9049 | 128.1254 | south korea
goseong green power co ltd | 1040 | ultra-supercritical | operating | 2021 | N/A | 2051 | 34.9049 | 128.1254 | south korea
gs e&r corp | 170 | unknown | operating | 2019 | N/A | N/A | 37.9588 | 127.2309 | south korea
gs e&r corp | 97 | subcritical | operating | 1992 | N/A | N/A | 36.0971 | 128.372 | south korea
hanwha energy corp | 123 | subcritical | operating | 2011 | N/A | 2026 | 35.9545 | 126.5361 | south korea
hanwha energy corp | 99 | CFB | operating | 2019 | N/A | N/A | 35.9545 | 126.5361 | south korea
korea southern power co ltd | 500 | supercritical | operating | 1997 | N/A | 2026 | 34.9524 | 127.8199 | south korea
korea southern power co ltd | 500 | supercritical | operating | 1997 | N/A | 2027 | 34.9524 | 127.8199 | south korea
korea southern power co ltd | 500 | supercritical | operating | 1998 | N/A | 2028 | 34.9524 | 127.8199 | south korea
korea southern power co ltd | 500 | supercritical | operating | 1999 | N/A | 2028 | 34.9524 | 127.8199 | south korea
korea southern power co ltd | 500 | supercritical | operating | 2000 | N/A | 2031 | 34.9524 | 127.8199 | south korea
korea southern power co ltd | 500 | supercritical | operating | 2001 | N/A | 2031 | 34.9524 | 127.8199 | south korea
korea southern power co ltd | 500 | ultra-supercritical | operating | 2008 | N/A | 2038 | 34.9524 | 127.8199 | south korea
korea southern power co ltd | 500 | ultra-supercritical | operating | 2009 | N/A | 2039 | 34.9524 | 127.8199 | south korea
korea east-west power co ltd | 250 | subcritical | retired | 1973 | 2021 | N/A | 34.8544 | 127.7347 | south korea
korea east-west power co ltd | 250 | subcritical | retired | 1973 | 2021 | N/A | 34.8544 | 127.7347 | south korea
korea western power co ltd | 75 | subcritical | retired | 1968 | 2004 | N/A | 35.9833 | 126.7167 | south korea
korea western power co ltd | 1000 | unknown | cancelled | N/A | N/A | N/A | 35.0667 | 127.75 | south korea
korea western power co ltd | 1000 | unknown | cancelled | N/A | N/A | N/A | 35.0667 | 127.75 | south korea
kumho petrochemical co ltd | 119 | unknown | operating | 2009 | N/A | N/A | 34.8093 | 127.66 | south korea
kumho petrochemical co ltd | 145 | unknown | operating | 2016 | N/A | N/A | 34.8148 | 127.6453 | south korea
posco holdings inc | 500 | unknown | cancelled | N/A | N/A | N/A | 36.0322 | 129.365 | south korea
oci se co ltd | 152 | subcritical | operating | 2016 | N/A | N/A | 35.9379 | 126.5661 | south korea
oci se co ltd | 152 | subcritical | operating | 2016 | N/A | N/A | 35.9379 | 126.5661 | south korea
korea southern power co ltd | 100 | supercritical | cancelled | N/A | N/A | N/A | 37.45 | 129.165 | south korea
korea southern power co ltd | 1022 | ultra-supercritical | operating | 2016 | N/A | 2046 | 37.186 | 129.3418 | south korea
korea southern power co ltd | 1022 | ultra-supercritical | operating | 2017 | N/A | 2047 | 37.186 | 129.3418 | south korea
samcheok blue power co ltd | 1050 | supercritical | operating | 2024 | N/A | 2054 | 37.4069 | 129.1778 | south korea
samcheok blue power co ltd | 1050 | supercritical | construction | 2025 | N/A | 2054 | 37.4069 | 129.1778 | south korea
korea south-east power co ltd | 560 | subcritical | retired | 1983 | 2021 | N/A | 34.9107 | 128.1084 | south korea
korea south-east power co ltd | 560 | subcritical | retired | 1984 | 2021 | N/A | 34.9107 | 128.1084 | south korea
korea south-east power co ltd | 560 | subcritical | operating | 1993 | N/A | 2026 | 34.9107 | 128.1084 | south korea
korea south-east power co ltd | 560 | subcritical | operating | 1994 | N/A | 2026 | 34.9107 | 128.1084 | south korea
korea south-east power co ltd | 500 | supercritical | operating | 1997 | N/A | 2027 | 34.9107 | 128.1084 | south korea
korea south-east power co ltd | 500 | supercritical | operating | 1998 | N/A | 2028 | 34.9107 | 128.1084 | south korea
sgc energy co ltd | 55 | subcritical | operating | 2007 | N/A | N/A | 35.9779 | 126.6383 | south korea
sgc energy co ltd | 31 | subcritical | operating | 2007 | N/A | N/A | 35.9779 | 126.6383 | south korea
sgc energy co ltd | 60 | subcritical | retired | 2014 | 2021 | N/A | 35.9779 | 126.6383 | south korea
sgc energy co ltd | 275 | subcritical | operating | 2016 | N/A | N/A | 35.9779 | 126.6383 | south korea
korea midland power co ltd | 200 | subcritical | retired | 1983 | 2017 | N/A | 36.1358 | 126.4961 | south korea
korea midland power co ltd | 200 | subcritical | retired | 1983 | 2017 | N/A | 36.1358 | 126.4961 | south korea
korea midland power co ltd | 1000 | ultra-supercritical | operating | 2017 | N/A | 2047 | 36.3846 | 126.4862 | south korea
korea midland power co ltd | 1000 | ultra-supercritical | operating | 2017 | N/A | 2047 | 36.3846 | 126.4862 | south korea
korea midland power co ltd | 1018 | ultra-supercritical | operating | 2021 | N/A | 2051 | 36.1441 | 126.4959 | south korea
korea western power co ltd | 346 | IGCC | operating | 2016 | N/A | N/A | 36.9056 | 126.2346 | south korea
korea western power co ltd | 500 | supercritical | operating | 1995 | N/A | 2025 | 36.9033 | 126.2343 | south korea
korea western power co ltd | 1050 | ultra-supercritical | operating | 2017 | N/A | 2047 | 36.9056 | 126.2346 | south korea
korea western power co ltd | 500 | supercritical | operating | 1996 | N/A | 2025 | 36.9033 | 126.2343 | south korea
korea western power co ltd | 500 | supercritical | operating | 1997 | N/A | 2028 | 36.9033 | 126.2343 | south korea
korea western power co ltd | 500 | supercritical | operating | 1997 | N/A | 2029 | 36.9033 | 126.2343 | south korea
korea western power co ltd | 500 | supercritical | operating | 2001 | N/A | 2032 | 36.9033 | 126.2343 | south korea
korea western power co ltd | 500 | supercritical | operating | 2002 | N/A | 2032 | 36.9033 | 126.2343 | south korea
korea western power co ltd | 500 | ultra-supercritical | operating | 2007 | N/A | 2037 | 36.9033 | 126.2343 | south korea
korea western power co ltd | 500 | ultra-supercritical | operating | 2007 | N/A | 2037 | 36.9033 | 126.2343 | south korea
korea western power co ltd | 1050 | ultra-supercritical | operating | 2016 | N/A | 2046 | 36.9056 | 126.2346 | south korea
hanju corp | 50 | subcritical | operating | 1972 | N/A | N/A | 35.4921 | 129.3295 | south korea
hanju corp | 40 | subcritical | operating | 1972 | N/A | N/A | 35.4921 | 129.3295 | south korea
hanju corp | 40 | subcritical | operating | 1972 | N/A | N/A | 35.4921 | 129.3295 | south korea
korea south-east power co ltd | 800 | supercritical | operating | 2004 | N/A | 2034 | 37.2365 | 126.4378 | south korea
korea south-east power co ltd | 800 | supercritical | operating | 2004 | N/A | 2034 | 37.2365 | 126.4378 | south korea
korea south-east power co ltd | 870 | ultra-supercritical | operating | 2009 | N/A | 2038 | 37.2365 | 126.4378 | south korea
korea south-east power co ltd | 870 | ultra-supercritical | operating | 2009 | N/A | 2038 | 37.2365 | 126.4378 | south korea
korea south-east power co ltd | 870 | supercritical | operating | 2014 | N/A | 2044 | 37.2369 | 126.4361 | south korea
korea south-east power co ltd | 870 | supercritical | operating | 2014 | N/A | 2044 | 37.2369 | 126.4361 | south korea
korea south-east power co ltd | 870 | supercritical | cancelled | N/A | N/A | N/A | 37.2369 | 126.4361 | south korea
korea south-east power co ltd | 870 | supercritical | cancelled | N/A | N/A | N/A | 37.2369 | 126.4361 | south korea
hanwha energy corp | 125 | subcritical | operating | 2010 | N/A | N/A | 34.8236 | 127.6652 | south korea
hanwha energy corp | 125 | subcritical | operating | 2010 | N/A | N/A | 34.8236 | 127.6652 | south korea
korea south-east power co ltd | 350 | unknown | operating | 2016 | N/A | 2046 | 34.8393 | 127.6908 | south korea
korea south-east power co ltd | 329 | subcritical | operating | 2011 | N/A | 2041 | 34.8393 | 127.6908 | south korea
korea south-east power co ltd | 125 | subcritical | retired | 1973 | 2017 | N/A | 37.739 | 128.9804 | south korea
korea south-east power co ltd | 200 | subcritical | retired | 1979 | 2020 | N/A | 37.739 | 128.9804 | south korea
lotte chemical corp | 30 | subcritical/CCS | operating | 1977 | N/A | N/A | 34.8276 | 127.6754 | south korea
lotte chemical corp | 30 | subcritical/CCS | operating | 1977 | N/A | N/A | 34.8276 | 127.6754 | south korea
edp españa sa | 360 | subcritical | operating | 1974 | N/A | 2021 | 43.5536 | -5.7219 | spain
edp españa sa | 556.2 | subcritical | operating | 1985 | N/A | 2025 | 43.5536 | -5.7219 | spain
gesa-endesa | 125 | subcritical | retired | 1981 | 2019 | N/A | 39.8108 | 3.0914 | spain
gesa-endesa | 125 | subcritical | retired | 1982 | 2019 | N/A | 39.8108 | 3.0914 | spain
gesa-endesa | 130 | subcritical | operating | 1997 | N/A | 2025 | 39.8108 | 3.0914 | spain
gesa-endesa | 130 | subcritical | operating | 1997 | N/A | 2025 | 39.8108 | 3.0914 | spain
termicas de anllares | 365 | subcritical | retired | 1982 | 2018 | N/A | 42.8393 | -6.5333 | spain
endesa sa | 368.9 | subcritical | retired | 1976 | 2024 | N/A | 43.4414 | -7.8626 | spain
endesa sa | 366.4 | subcritical | retired | 1977 | 2024 | N/A | 43.4414 | -7.8626 | spain
endesa sa | 366.2 | subcritical | retired | 1978 | 2022 | N/A | 43.4414 | -7.8626 | spain
endesa sa | 367 | subcritical | retired | 1979 | 2022 | N/A | 43.4414 | -7.8626 | spain
uniper se | 220 | subcritical | retired | 1970 | 2007 | N/A | 36.184 | -5.388 | spain
uniper se | 533 | subcritical | retired | 1975 | 2007 | N/A | 36.184 | -5.388 | spain
e.on se | 160 | unknown | retired | 1971 | 2011 | N/A | 42.1757 | 1.8568 | spain
endesa sa | 141 | subcritical | retired | 1961 | 2012 | N/A | 42.6122 | -6.5646 | spain
endesa sa | 147.9 | subcritical | retired | 1965 | 2016 | N/A | 42.6122 | -6.5646 | spain
endesa sa | 337.2 | subcritical | retired | 1972 | 2020 | N/A | 42.6122 | -6.5646 | spain
endesa sa | 358.6 | subcritical | retired | 1981 | 2020 | N/A | 42.6122 | -6.5646 | spain
endesa sa | 355.9 | subcritical | retired | 1984 | 2020 | N/A | 42.6122 | -6.5646 | spain
macquarie viesgo | 80 | subcritical | retired | 1953 | 2006 | N/A | 41.2971 | -0.3399 | spain
macquarie viesgo | 160 | subcritical | retired | 1970 | 2012 | N/A | 40.7945 | -0.81563 | spain
hulleras del norte sa | 50 | subcritical | retired | 1995 | 2024 | N/A | 43.2727 | -5.8082 | spain
gas natural fenosa | 284 | subcritical | retired | 1971 | 2020 | N/A | 42.792 | -5.6349 | spain
gas natural fenosa | 371 | subcritical | retired | 1984 | 2020 | N/A | 42.792 | -5.6349 | spain
iberdrola sa | 50 | subcritical | retired | 1951 | 2012 | N/A | 43.2964 | -5.6825 | spain
iberdrola sa | 155 | subcritical | retired | 1967 | 2012 | N/A | 43.2964 | -5.6825 | spain
iberdrola sa | 358 | subcritical | retired | 1981 | 2021 | N/A | 43.2964 | -5.6825 | spain
endesa sa | 577 | subcritical | retired | 1985 | 2021 | N/A | 36.9784 | -1.905 | spain
endesa sa | 582 | subcritical | retired | 1997 | 2021 | N/A | 36.9784 | -1.905 | spain
viesgo infraestructuras energeticas sl | 589 | subcritical | operating | 1985 | N/A | 2025 | 36.1828 | -5.42 | spain
endesa sa | 800 | supercritical | cancelled | N/A | N/A | N/A | 36.1828 | -5.42 | spain
gas natural fenosa | 580 | subcritical | retired | 1980 | 2020 | N/A | 43.1674 | -8.4113 | spain
gas natural fenosa | 65 | subcritical | retired | 1965 | 2016 | N/A | 43.2923 | -6.3933 | spain
gas natural fenosa | 166 | subcritical | retired | 1969 | 2020 | N/A | 43.2923 | -6.3933 | spain
gas natural fenosa | 364 | subcritical | retired | 1984 | 2020 | N/A | 43.2923 | -6.3933 | spain
iberdrola sa | 214 | subcritical | retired | 1967 | 2012 | N/A | 43.3235 | -1.9108 | spain
macquarie viesgo | 38 | subcritical | retired | 1966 | 2012 | N/A | 38.1102 | -4.9351 | spain
macquarie viesgo | 38 | subcritical | retired | 1966 | 2012 | N/A | 38.1102 | -4.9351 | spain
macquarie viesgo | 324 | subcritical | retired | 1980 | 2020 | N/A | 38.1102 | -4.9351 | spain
elcogás sa | 317.7 | IGCC | retired | 1996 | 2016 | N/A | 38.659 | -3.9806 | spain
e.on se | 590 | unknown | retired | 1972 | 2013 | N/A | 38.6505 | -4.1218 | spain
edp españa sa | 68 | subcritical | retired | 1962 | 2008 | N/A | 43.3117 | -5.874 | spain
edp españa sa | 254 | subcritical | retired | 1967 | 2015 | N/A | 43.3117 | -5.874 | spain
edp españa sa | 350 | subcritical | operating | 1984 | N/A | 2021 | 43.3117 | -5.874 | spain
endesa sa | 368 | subcritical | retired | 1979 | 2020 | N/A | 40.9972 | -0.38069 | spain
endesa sa | 368 | subcritical | retired | 1979 | 2020 | N/A | 40.9972 | -0.38069 | spain
endesa sa | 366 | subcritical | retired | 1980 | 2020 | N/A | 40.9972 | -0.38069 | spain
sniace sa | 37 | subcritical | retired | N/A | 2020 | N/A | 43.3598 | -4.0568 | spain
iberdrola sa | 154.9 | subcritical | retired | 1964 | 2020 | N/A | 42.8185 | -4.8547 | spain
iberdrola sa | 360.7 | subcritical | retired | 1984 | 2020 | N/A | 42.8185 | -4.8547 | spain
ceylon electricity board | 1200 | unknown | cancelled | N/A | N/A | N/A | 7 | 81 | sri lanka
to be determined | 300 | subcritical | cancelled | 2026 | N/A | N/A | 8.5167 | 81.2992 | sri lanka
to be determined | 300 | subcritical | cancelled | 2026 | N/A | N/A | 8.5167 | 81.2992 | sri lanka
ceylon electricity board | 300 | subcritical | operating | 2011 | N/A | 2041 | 8.0172 | 79.7225 | sri lanka
ceylon electricity board | 300 | subcritical | operating | 2014 | N/A | N/A | 8.0172 | 79.7225 | sri lanka
ceylon electricity board | 300 | subcritical | operating | 2014 | N/A | N/A | 8.0172 | 79.7225 | sri lanka
ceylon electricity board | 300 | subcritical | cancelled | 2025 | N/A | N/A | 8.0172 | 79.7225 | sri lanka
ceylon electricity board | 300 | subcritical | cancelled | 2026 | N/A | N/A | 8.0172 | 79.7225 | sri lanka
ceylon electricity board | 150 | subcritical | cancelled | N/A | N/A | N/A | 5.9885 | 80.7359 | sri lanka
ntpc ltd | 150 | subcritical | cancelled | N/A | N/A | N/A | 5.9885 | 80.7359 | sri lanka
ntpc ltd | 150 | subcritical | cancelled | N/A | N/A | N/A | 5.9885 | 80.7359 | sri lanka
ceylon electricity board | 150 | subcritical | cancelled | N/A | N/A | N/A | 5.9885 | 80.7359 | sri lanka
trincomalee power co ltd | 300 | subcritical | cancelled | N/A | N/A | N/A | 8.4861 | 81.3 | sri lanka
trincomalee power co ltd | 300 | subcritical | cancelled | N/A | N/A | N/A | 8.4861 | 81.3 | sri lanka
trincomalee power co ltd | 250 | unknown | cancelled | N/A | N/A | N/A | 8.4861 | 81.3 | sri lanka
trincomalee power co ltd | 250 | unknown | cancelled | N/A | N/A | N/A | 8.4861 | 81.3 | sri lanka
trincomalee power co ltd | 300 | unknown | cancelled | N/A | N/A | N/A | 8.4861 | 81.3 | sri lanka
trincomalee power co ltd | 300 | unknown | cancelled | N/A | N/A | N/A | 8.4861 | 81.3 | sri lanka
ceylon electricity board | 1200 | unknown | cancelled | N/A | N/A | N/A | 7 | 81 | sri lanka
national electricity corp | 300 | subcritical | cancelled | N/A | N/A | N/A | 19.5833 | 35.6167 | sudan
national electricity corp | 300 | subcritical | cancelled | N/A | N/A | N/A | 19.5833 | 35.6167 | sudan
mälarenergi ab | 75 | subcritical | retired | 1963 | 2014 | N/A | 59.5885 | 16.5139 | sweden
mälarenergi ab | 75 | subcritical | retired | 1963 | 2014 | N/A | 59.5885 | 16.5139 | sweden
stockholm exergi ab | 141 | subcritical | retired | 1990 | 2020 | N/A | 59.3533 | 18.1009 | sweden
syrian cement co | 30 | subcritical | mothballed | 2010 | N/A | N/A | 36.5422 | 38.5869 | syria
syrian cement co | 30 | subcritical | mothballed | 2010 | N/A | N/A | 36.5422 | 38.5869 | syria
taiwan power co | 800 | ultra-supercritical | cancelled | N/A | N/A | N/A | 24.089 | 120.406 | taiwan
taiwan power co | 800 | ultra-supercritical | cancelled | N/A | N/A | N/A | 24.089 | 120.406 | taiwan
formosa chemicals & fibre corp | 57 | subcritical | retired | 1991 | 2017 | N/A | 24.0929 | 120.5608 | taiwan
formosa chemicals & fibre corp | 101 | subcritical | retired | 1994 | 2017 | N/A | 24.0929 | 120.5608 | taiwan
formosa chemicals & fibre corp | 113 | subcritical | retired | 1999 | 2017 | N/A | 24.0929 | 120.5608 | taiwan
formosa plastics corp | 40 | subcritical | retired | 1991 | 2022 | N/A | 23.51 | 120.37 | taiwan
yfy inc | 50 | subcritical | operating | 2011 | N/A | N/A | 22.53 | 120.3 | taiwan
formosa petrochemical corp | 107 | subcritical | operating | 2000 | N/A | N/A | 23.7776 | 120.1845 | taiwan
formosa petrochemical corp | 107 | subcritical | operating | 2000 | N/A | N/A | 23.7776 | 120.1845 | taiwan
formosa petrochemical corp | 107 | subcritical | operating | 2000 | N/A | N/A | 23.7776 | 120.1845 | taiwan
ho-ping power co | 660 | subcritical | operating | 2002 | N/A | N/A | 24.3078 | 121.7635 | taiwan
ho-ping power co | 660 | subcritical | operating | 2002 | N/A | N/A | 24.3078 | 121.7635 | taiwan
cheng loong corp | 48 | subcritical | operating | 1996 | N/A | N/A | 24.2853 | 120.7248 | taiwan
cheng loong corp | 35 | subcritical | operating | 2012 | N/A | N/A | 24.2853 | 120.7248 | taiwan
formosa chemicals & fibre corp | 56 | subcritical | operating | 1990 | N/A | N/A | 23.5186 | 120.3749 | taiwan
formosa chemicals & fibre corp | 56 | subcritical | operating | 1990 | N/A | N/A | 23.5186 | 120.3749 | taiwan
formosa chemicals & fibre corp | 101 | subcritical | operating | 1994 | N/A | N/A | 23.5186 | 120.3749 | taiwan
formosa chemicals & fibre corp | 148 | subcritical | operating | 2000 | N/A | N/A | 23.5186 | 120.3749 | taiwan
taiwan power co | 1000 | unknown | cancelled | N/A | N/A | N/A | 22.8558 | 120.1972 | taiwan
taiwan power co | 1000 | unknown | cancelled | N/A | N/A | N/A | 22.8558 | 120.1972 | taiwan
taiwan power co | 500 | subcritical | mothballed | 1982 | N/A | 2023 | 22.8558 | 120.1972 | taiwan
taiwan power co | 500 | subcritical | mothballed | 1983 | N/A | 2023 | 22.8558 | 120.1972 | taiwan
taiwan power co | 550 | subcritical | operating | 1985 | N/A | 2025 | 22.8558 | 120.1972 | taiwan
taiwan power co | 550 | subcritical | operating | 1986 | N/A | 2026 | 22.8558 | 120.1972 | taiwan
hwa ya power corp | 148 | subcritical | operating | 2004 | N/A | N/A | 25.0354 | 121.3726 | taiwan
hwa ya power corp | 152 | subcritical | operating | 2004 | N/A | N/A | 25.0354 | 121.3726 | taiwan
formosa plastics corp | 33.7 | subcritical | retired | 1986 | 2017 | N/A | 22.7016 | 120.335 | taiwan
formosa plastics corp | 127 | subcritical | retired | 1986 | 2017 | N/A | 22.7016 | 120.335 | taiwan
formosa plastics corp | 101 | subcritical | retired | 1991 | 2017 | N/A | 22.7016 | 120.335 | taiwan
formosa plastics corp | 101 | subcritical | retired | 1991 | 2017 | N/A | 22.7016 | 120.335 | taiwan
formosa plastics corp | 57 | subcritical | operating | 1997 | N/A | 2030 | 25.0554 | 121.2826 | taiwan
formosa plastics corp | 57 | subcritical | operating | 2002 | N/A | 2030 | 25.0554 | 121.2826 | taiwan
taiwan cogeneration corp | 48 | subcritical | operating | 2000 | N/A | N/A | 23.2109 | 120.3197 | taiwan
formosa plastics corp | 36 | subcritical | retired | 1990 | 2021 | N/A | 25.0461 | 121.4134 | taiwan
taiwan power co | 300 | subcritical | retired | 1968 | 2014 | N/A | 25.1209 | 121.298 | taiwan
taiwan power co | 300 | subcritical | retired | 1972 | 2014 | N/A | 25.1209 | 121.298 | taiwan
taiwan power co | 800 | ultra-supercritical | operating | 2016 | N/A | N/A | 25.1209 | 121.298 | taiwan
taiwan power co | 800 | ultra-supercritical | operating | 2017 | N/A | N/A | 25.1209 | 121.298 | taiwan
taiwan power co | 800 | ultra-supercritical | operating | 2019 | N/A | N/A | 25.1209 | 121.298 | taiwan
formosa plastics corp | 46 | subcritical | operating | 1991 | N/A | N/A | 22.4995 | 120.4064 | taiwan
formosa chemicals & fibre corp | 162 | subcritical | operating | 2000 | N/A | N/A | 24.6301 | 121.8184 | taiwan
formosa chemicals & fibre corp | 162 | subcritical | operating | 2000 | N/A | N/A | 24.6301 | 121.8184 | taiwan
formosa petrochemical corp | 96 | subcritical | operating | 1997 | N/A | N/A | 23.8088 | 120.2119 | taiwan
formosa petrochemical corp | 33 | subcritical | operating | 1998 | N/A | N/A | 23.8088 | 120.2119 | taiwan
formosa petrochemical corp | 69 | subcritical | operating | 1998 | N/A | N/A | 23.8088 | 120.2119 | taiwan
formosa petrochemical corp | 33 | subcritical | operating | 1999 | N/A | N/A | 23.8088 | 120.2119 | taiwan
formosa petrochemical corp | 69 | subcritical | operating | 1998 | N/A | N/A | 23.8088 | 120.2119 | taiwan
mai-liao power corp | 600 | supercritical | operating | 1999 | N/A | 2025 | 23.8034 | 120.189 | taiwan
mai-liao power corp | 600 | supercritical | operating | 1999 | N/A | 2025 | 23.8034 | 120.189 | taiwan
mai-liao power corp | 600 | supercritical | operating | 2000 | N/A | 2025 | 23.8034 | 120.189 | taiwan
mai-liao power corp | 600 | supercritical | operating | 2002 | N/A | 2025 | 23.8034 | 120.189 | taiwan
mai-liao power corp | 600 | supercritical | operating | 2002 | N/A | 2025 | 23.8034 | 120.189 | taiwan
mai-liao power corp | 600 | supercritical | operating | 2000 | N/A | 2025 | 23.8034 | 120.189 | taiwan
mai-liao power corp | 600 | supercritical | operating | 2002 | N/A | 2025 | 23.8034 | 120.189 | taiwan
chang chun petrochemical co ltd | 49 | subcritical | operating | 2018 | N/A | 2025 | 24.5932 | 120.8179 | taiwan
taiwan power co | 75 | subcritical | retired | 1960 | 2007 | N/A | 25.1269 | 121.8154 | taiwan
taiwan power co | 125 | subcritical | retired | 1961 | 2007 | N/A | 25.1269 | 121.8154 | taiwan
taiwan power co | 200 | subcritical | retired | 1966 | 2007 | N/A | 25.1269 | 121.8154 | taiwan
taiwan power co | 600 | ultra-supercritical | cancelled | N/A | N/A | N/A | 25.1269 | 121.8154 | taiwan
taiwan power co | 600 | ultra-supercritical | cancelled | N/A | N/A | N/A | 25.1269 | 121.8154 | taiwan
nan ya plastics corp | 52 | subcritical | retired | 1994 | 2022 | N/A | 24.9734 | 121.4044 | taiwan
taiwan power co | 550 | subcritical | operating | 1991 | N/A | 2026 | 24.2131 | 120.485 | taiwan
taiwan power co | 550 | subcritical | operating | 2006 | N/A | 2035 | 24.2194 | 120.4731 | taiwan
taiwan power co | 800 | unknown | cancelled | N/A | N/A | N/A | 24.2194 | 120.4731 | taiwan
taiwan power co | 800 | unknown | cancelled | N/A | N/A | N/A | 24.2194 | 120.4731 | taiwan
taiwan power co | 550 | subcritical | operating | 1991 | N/A | 2026 | 24.2131 | 120.485 | taiwan
taiwan power co | 550 | subcritical | operating | 1992 | N/A | 2035 | 24.2131 | 120.485 | taiwan
taiwan power co | 550 | subcritical | operating | 1992 | N/A | 2035 | 24.2131 | 120.485 | taiwan
taiwan power co | 550 | subcritical | operating | 1996 | N/A | 2035 | 24.2131 | 120.485 | taiwan
taiwan power co | 550 | subcritical | operating | 1996 | N/A | 2035 | 24.2131 | 120.485 | taiwan
taiwan power co | 550 | subcritical | operating | 1996 | N/A | 2035 | 24.2131 | 120.485 | taiwan
taiwan power co | 550 | subcritical | operating | 1997 | N/A | 2035 | 24.2131 | 120.485 | taiwan
taiwan power co | 550 | subcritical | operating | 2005 | N/A | 2035 | 24.2194 | 120.4731 | taiwan
taiwan power co | 1000 | supercritical | cancelled | N/A | N/A | N/A | 25.1616 | 121.3521 | taiwan
taiwan power co | 1000 | supercritical | cancelled | N/A | N/A | N/A | 25.1616 | 121.3521 | taiwan
taiwan power co | 1000 | supercritical | cancelled | N/A | N/A | N/A | 25.1616 | 121.3521 | taiwan
taiwan power co | 1000 | supercritical | cancelled | N/A | N/A | N/A | 25.1616 | 121.3521 | taiwan
taiwan power co | 1000 | supercritical | cancelled | N/A | N/A | N/A | 25.1616 | 121.3521 | taiwan
taiwan power co | 1000 | supercritical | cancelled | N/A | N/A | N/A | 25.1616 | 121.3521 | taiwan
taiwan power co | 300 | subcritical | retired | 1969 | 2012 | N/A | 22.537 | 120.335 | taiwan
taiwan power co | 800 | ultra-supercritical | cancelled | N/A | N/A | N/A | 22.537 | 120.335 | taiwan
taiwan power co | 300 | subcritical | retired | 1970 | 2012 | N/A | 22.537 | 120.335 | taiwan
taiwan power co | 800 | ultra-supercritical | operating | 2018 | N/A | N/A | 22.537 | 120.335 | taiwan
taiwan power co | 800 | ultra-supercritical | operating | 2018 | N/A | N/A | 22.537 | 120.335 | taiwan
taiwan power co | 800 | ultra-supercritical | cancelled | N/A | N/A | N/A | 22.537 | 120.335 | taiwan
barqi tojik ojsc | 50 | subcritical | operating | 2014 | N/A | N/A | 38.6108 | 68.7719 | tajikistan
barqi tojik ojsc | 50 | subcritical | operating | 2014 | N/A | N/A | 38.6108 | 68.7719 | tajikistan
barqi tojik ojsc | 150 | subcritical | operating | 2016 | N/A | N/A | 38.6108 | 68.7719 | tajikistan
barqi tojik ojsc | 150 | subcritical | operating | 2016 | N/A | N/A | 38.6108 | 68.7719 | tajikistan
barqi tojik ojsc | 600 | unknown | announced | 2025 | N/A | N/A | 39.3333 | 68.5833 | tajikistan
norinco international cooperation ltd | 175 | subcritical | cancelled | N/A | N/A | N/A | 39.1679 | 70.4402 | tajikistan
norinco international cooperation ltd | 175 | subcritical | cancelled | N/A | N/A | N/A | 39.1679 | 70.4402 | tajikistan
hos powertech sdn bhd | 300 | unknown | cancelled | N/A | N/A | N/A | 40.1167 | 70.6333 | tajikistan
intra energy corp ltd | 400 | unknown | cancelled | N/A | N/A | N/A | -6.8235 | 39.2695 | tanzania
kiwira coal and power ltd | 400 | unknown | announced | N/A | N/A | N/A | -9.4851 | 33.6703 | tanzania
kiwira coal and power ltd | 50 | subcritical | pre-permit | 2027 | N/A | N/A | -9.4851 | 33.6703 | tanzania
kiwira coal and power ltd | 50 | subcritical | pre-permit | 2027 | N/A | N/A | -9.4851 | 33.6703 | tanzania
kiwira coal and power ltd | 50 | subcritical | pre-permit | 2027 | N/A | N/A | -9.4851 | 33.6703 | tanzania
kiwira coal and power ltd | 50 | subcritical | pre-permit | 2027 | N/A | N/A | -9.4851 | 33.6703 | tanzania
magamba coal ltd | 200 | unknown | cancelled | N/A | N/A | N/A | -4.7593 | 38.2998 | tanzania
off routes | 200 | unknown | cancelled | N/A | N/A | N/A | -9.623 | 33.875 | tanzania
kibo mining | 300 | subcritical | cancelled | N/A | N/A | N/A | -8.9147 | 33.4549 | tanzania
tanzania china international mineral resources ltd | 150 | unknown | pre-permit | 2026 | N/A | N/A | -9.25 | 34.25 | tanzania
tanzania china international mineral resources ltd | 150 | unknown | pre-permit | 2026 | N/A | N/A | -9.25 | 34.25 | tanzania
tanzania china international mineral resources ltd | 150 | unknown | pre-permit | 2026 | N/A | N/A | -9.25 | 34.25 | tanzania
tanzania china international mineral resources ltd | 150 | unknown | pre-permit | 2026 | N/A | N/A | -9.25 | 34.25 | tanzania
dangote cement plc | 75 | subcritical | cancelled | N/A | N/A | N/A | -10.2736 | 40.1828 | tanzania
unnamed special purpose vehicle | 135 | unknown | cancelled | N/A | N/A | N/A | -11 | 36 | tanzania
unnamed special purpose vehicle | 135 | unknown | cancelled | N/A | N/A | N/A | -11 | 36 | tanzania
edenville power tanzania | 120 | unknown | shelved | N/A | N/A | N/A | -7 | 31.5 | tanzania
asean potash mining pcl | 56 | unknown | cancelled | N/A | N/A | N/A | 15.5003 | 101.6864 | thailand
hiang seng fibre container co ltd | 36 | subcritical | operating | 2008 | N/A | N/A | 13.75 | 100.4667 | thailand
wha industrial development pcl | 660 | supercritical | operating | 2012 | N/A | N/A | 12.6747 | 101.1347 | thailand
glow group | 429 | supercritical | operating | 2012 | N/A | N/A | 12.6747 | 101.1347 | thailand
glow energy pcl | 222 | CFB | operating | 1999 | N/A | N/A | 12.6758 | 101.1352 | thailand
glow energy pcl | 222 | CFB | operating | 1999 | N/A | N/A | 12.6758 | 101.1352 | thailand
glow group | 85 | subcritical | operating | 2010 | N/A | N/A | 12.6758 | 101.1352 | thailand
electricity generating authority of thailand | 800 | unknown | cancelled | 2020 | N/A | N/A | 8.0444 | 100.2836 | thailand
irpc clean power co ltd | 307 | unknown | operating | 2012 | N/A | N/A | 12.6554 | 101.3118 | thailand
national power supply pcl | 150 | subcritical | cancelled | N/A | N/A | N/A | 13.7447 | 101.3472 | thailand
national power supply pcl | 150 | subcritical | cancelled | N/A | N/A | N/A | 13.7447 | 101.3472 | thailand
national power supply pcl | 150 | subcritical | cancelled | N/A | N/A | N/A | 13.7447 | 101.3472 | thailand
national power supply pcl | 150 | subcritical | cancelled | N/A | N/A | N/A | 13.7447 | 101.3472 | thailand
electricity generating authority of thailand | 870 | unknown | cancelled | N/A | N/A | N/A | 8.0592 | 98.9189 | thailand
electricity generating authority of thailand | 75 | subcritical | retired | 1978 | 2000 | N/A | 18.296 | 99.752 | thailand
electricity generating authority of thailand | 300 | subcritical | operating | 1991 | N/A | 2025 | 18.296 | 99.752 | thailand
electricity generating authority of thailand | 300 | subcritical | operating | 1991 | N/A | 2025 | 18.296 | 99.752 | thailand
electricity generating authority of thailand | 300 | subcritical | operating | 1995 | N/A | 2026 | 18.296 | 99.752 | thailand
electricity generating authority of thailand | 300 | subcritical | operating | 1995 | N/A | 2026 | 18.296 | 99.752 | thailand
electricity generating authority of thailand | 75 | subcritical | retired | 1979 | 2000 | N/A | 18.296 | 99.752 | thailand
electricity generating authority of thailand | 75 | subcritical | retired | 1981 | 2000 | N/A | 18.296 | 99.752 | thailand
electricity generating authority of thailand | 150 | subcritical | operating | 1984 | N/A | 2025 | 18.296 | 99.752 | thailand
electricity generating authority of thailand | 150 | subcritical | retired | 1984 | 2019 | N/A | 18.296 | 99.752 | thailand
electricity generating authority of thailand | 150 | subcritical | retired | 1985 | 2019 | N/A | 18.296 | 99.752 | thailand
electricity generating authority of thailand | 150 | subcritical | retired | 1985 | 2019 | N/A | 18.296 | 99.752 | thailand
electricity generating authority of thailand | 300 | subcritical | operating | 1990 | N/A | 2025 | 18.296 | 99.752 | thailand
electricity generating authority of thailand | 300 | subcritical | operating | 1990 | N/A | 2025 | 18.296 | 99.752 | thailand
electricity generating authority of thailand | 655 | ultra-supercritical | operating | 2019 | N/A | N/A | 18.296 | 99.752 | thailand
electricity generating authority of thailand | 600 | ultra-supercritical | permitted | 2026 | N/A | N/A | 18.296 | 99.752 | thailand
blcp power ltd | 717 | subcritical | operating | 2006 | N/A | 2032 | 12.6435 | 101.1605 | thailand
blcp power ltd | 717 | subcritical | operating | 2007 | N/A | 2032 | 12.6435 | 101.1605 | thailand
to be determined | 1000 | unknown | cancelled | 2034 | N/A | N/A | 6.86 | 101.4914 | thailand
national power supply pcl | 164 | subcritical | operating | 1999 | N/A | N/A | 13.9325 | 101.5876 | thailand
national power supply pcl | 164 | subcritical | operating | 1999 | N/A | N/A | 13.9325 | 101.5876 | thailand
electricity generating authority of thailand | 800 | unknown | cancelled | 2019 | N/A | N/A | 11.5 | 99.6217 | thailand
electricity generating authority of thailand | 800 | unknown | cancelled | 2022 | N/A | N/A | 11.5 | 99.6217 | thailand
electricity generating authority of thailand | 800 | unknown | cancelled | 2025 | N/A | N/A | 11.5 | 99.6217 | thailand
electricity generating authority of thailand | 800 | unknown | cancelled | 2028 | N/A | N/A | 11.5 | 99.6217 | thailand
electricity generating authority of thailand | 1100 | unknown | cancelled | N/A | N/A | N/A | 6.8283 | 100.965 | thailand
electricity generating authority of thailand | 1100 | unknown | cancelled | N/A | N/A | N/A | 6.8283 | 100.965 | thailand
tpi polene power pcl | 150 | subcritical | operating | 2019 | N/A | 2025 | 14.6457 | 101.1273 | thailand
tpt petrochemicals pcl | 55 | unknown | operating | 1995 | N/A | 2030 | 12.6838 | 101.1471 | thailand
electricity generating authority of thailand | 2000 | unknown | cancelled | 2033 | N/A | N/A | 13.75 | 100.4833 | thailand
thai kraft paper industry co ltd | 34 | subcritical | operating | 1996 | N/A | N/A | 13.9442 | 99.7111 | thailand
yesildag enerji proje insaat aş | 1200 | unknown | cancelled | N/A | N/A | N/A | 36.3761 | 33.9322 | türkiye
suez guney enerji üretim aş | 660 | unknown | cancelled | N/A | N/A | N/A | 36.843 | 35.86 | türkiye
suez guney enerji üretim aş | 660 | unknown | cancelled | N/A | N/A | N/A | 36.843 | 35.86 | türkiye
diler elektrik üretim aş | 600 | supercritical | cancelled | N/A | N/A | N/A | 36.8178 | 35.8622 | türkiye
yalin enerji sanayi aş | 800 | unknown | cancelled | 2015 | N/A | N/A | 37.0333 | 35.8167 | türkiye
afşi̇n elbi̇stan elektri̇k üreti̇m ve ti̇caret aş | 340 | subcritical | operating | 1984 | N/A | N/A | 38.3472 | 37.026 | türkiye
afşi̇n elbi̇stan elektri̇k üreti̇m ve ti̇caret aş | 340 | subcritical | operating | 1984 | N/A | N/A | 38.3472 | 37.026 | türkiye
electricity generation company (türkiye) aş | 340 | subcritical | operating | 1986 | N/A | N/A | 38.3472 | 37.026 | türkiye
electricity generation company (türkiye) aş | 335 | subcritical | mothballed | 1987 | N/A | N/A | 38.3472 | 37.026 | türkiye
electricity generation company (türkiye) aş | 344 | unknown | pre-permit | 2028 | N/A | N/A | 38.3472 | 37.026 | türkiye
electricity generation company (türkiye) aş | 344 | unknown | pre-permit | 2028 | N/A | N/A | 38.3472 | 37.026 | türkiye
electricity generation company (türkiye) aş | 360 | subcritical | operating | 2005 | N/A | N/A | 38.3533 | 36.9811 | türkiye
electricity generation company (türkiye) aş | 360 | subcritical | operating | 2006 | N/A | N/A | 38.3533 | 36.9811 | türkiye
electricity generation company (türkiye) aş | 360 | subcritical | operating | 2006 | N/A | N/A | 38.3533 | 36.9811 | türkiye
electricity generation company (türkiye) aş | 360 | subcritical | operating | 2006 | N/A | N/A | 38.3533 | 36.9811 | türkiye
electricity generation company (türkiye) aş | 600 | unknown | shelved | 2024 | N/A | N/A | 38.3508 | 37.0071 | türkiye
electricity generation company (türkiye) aş | 600 | unknown | shelved | 2024 | N/A | N/A | 38.3508 | 37.0071 | türkiye
electricity generation company (türkiye) aş | 600 | unknown | shelved | 2025 | N/A | N/A | 38.3508 | 37.0071 | türkiye
electricity generation company (türkiye) aş | 1200 | unknown | cancelled | N/A | N/A | N/A | 38.3508 | 37.0071 | türkiye
electricity generation company (türkiye) aş | 1400 | unknown | cancelled | N/A | N/A | N/A | 38.3508 | 37.0071 | türkiye
electricity generation company (türkiye) aş | 1400 | unknown | cancelled | N/A | N/A | N/A | 38.3508 | 37.0071 | türkiye
dd elektrik | 790 | ultra-supercritical | cancelled | N/A | N/A | N/A | 40.4498 | 27.3044 | türkiye
dd elektrik | 790 | ultra-supercritical | cancelled | N/A | N/A | N/A | 40.4498 | 27.3044 | türkiye
nurol enerji üretim | 1600 | unknown | cancelled | N/A | N/A | N/A | 36.2018 | 33.6714 | türkiye
aksa akrilik kimya sanayii aş | 100 | unknown | operating | 2013 | N/A | N/A | 40.6893 | 29.4049 | türkiye
varaka paper industries ltd | 40 | unknown | operating | 2019 | N/A | N/A | 39.5595 | 27.9695 | türkiye
enka elektrik üretim aş | 800 | unknown | cancelled | N/A | N/A | N/A | 38.746 | 26.912 | türkiye
turkish coal enterprises | 180 | ultra-supercritical | cancelled | N/A | N/A | N/A | 39.897 | 30.862 | türkiye
electricity generation company (türkiye) aş | 180 | ultra-supercritical | cancelled | N/A | N/A | N/A | 39.897 | 30.862 | türkiye
turkish coal enterprises | 180 | ultra-supercritical | cancelled | N/A | N/A | N/A | 39.897 | 30.862 | türkiye
electricity generation company (türkiye) aş | 180 | ultra-supercritical | cancelled | N/A | N/A | N/A | 39.897 | 30.862 | türkiye
electricity generation company (türkiye) aş | 180 | ultra-supercritical | cancelled | N/A | N/A | N/A | 39.897 | 30.862 | türkiye
turkish coal enterprises | 180 | ultra-supercritical | cancelled | N/A | N/A | N/A | 39.897 | 30.862 | türkiye
bati karadeniz elektrik üretim aş | 600 | supercritical | cancelled | N/A | N/A | N/A | 41.727 | 32.3497 | türkiye
bati karadeniz elektrik üretim aş | 600 | supercritical | cancelled | N/A | N/A | N/A | 41.727 | 32.3497 | türkiye
ant enerji | 160 | subcritical | cancelled | N/A | N/A | N/A | 37.3667 | 28.0333 | türkiye
astoria i̇ç ve dış ticaret aş | 660 | supercritical | cancelled | N/A | N/A | N/A | 36.9066 | 35.9624 | türkiye
astoria i̇ç ve dış ticaret aş | 660 | supercritical | cancelled | N/A | N/A | N/A | 36.9066 | 35.9624 | türkiye
atakaş elektrik üretim | 660 | unknown | cancelled | N/A | N/A | N/A | 36.6971 | 36.2042 | türkiye
atlas enerji üretim aş | 600 | supercritical | operating | 2014 | N/A | N/A | 36.6903 | 36.2091 | türkiye
atlas enerji üretim aş | 600 | supercritical | operating | 2014 | N/A | N/A | 36.6903 | 36.2091 | türkiye
avdan madencilik enerji san ve tic aş | 150 | unknown | cancelled | N/A | N/A | N/A | 37.7502 | 29.0943 | türkiye
avdan madencilik enerji san ve tic aş | 150 | unknown | cancelled | N/A | N/A | N/A | 37.7502 | 29.0943 | türkiye
ayas enerji üretim veticaret aş | 625.5 | supercritical | cancelled | N/A | N/A | N/A | 36.8221 | 35.8675 | türkiye
nurol enerji üretim | 1600 | unknown | cancelled | N/A | N/A | N/A | 39.609 | 26.189 | türkiye
bahçepınar enerji üretim ve i̇nşaat aş | 1600 | supercritical | cancelled | N/A | N/A | N/A | 40.3059 | 27.7272 | türkiye
enerjisa enerji uretim as | 810 | unknown | cancelled | N/A | N/A | N/A | 39.385 | 27.533 | türkiye
karat elektrik üretim ve ticaret aş | 1200 | unknown | cancelled | N/A | N/A | N/A | 40.357 | 27.975 | türkiye
permak enerji üretim ve dağıtım | 610 | unknown | cancelled | N/A | N/A | N/A | 41.803 | 35.194 | türkiye
biga elektrik | 770 | ultra-supercritical | cancelled | N/A | N/A | N/A | 40.4723 | 27.2862 | türkiye
biga elektrik | 770 | ultra-supercritical | cancelled | N/A | N/A | N/A | 40.4723 | 27.2862 | türkiye
aksa enerji uretim aş | 150 | unknown | cancelled | N/A | N/A | N/A | 39.3158 | 40.8892 | türkiye
aksa enerji uretim aş | 135 | subcritical | operating | 2015 | N/A | N/A | 40.2514 | 30.8129 | türkiye
aksa enerji uretim aş | 135 | subcritical | operating | 2015 | N/A | N/A | 40.2514 | 30.8129 | türkiye
burnaz elektrik üretim aş | 300 | unknown | cancelled | 2015 | N/A | N/A | 36.4919 | 36.1921 | türkiye
çelikler elektrik üretim aş | 270 | subcritical | cancelled | N/A | N/A | N/A | 39.9033 | 29.1775 | türkiye
çalışkan enerji | 660 | supercritical | cancelled | N/A | N/A | N/A | 36.9382 | 35.9945 | türkiye
çalışkan enerji | 660 | supercritical | cancelled | N/A | N/A | N/A | 36.9382 | 35.9945 | türkiye
electricity generation company (türkiye) aş | 160 | subcritical | operating | 2003 | N/A | N/A | 40.0232 | 26.9768 | türkiye
electricity generation company (türkiye) aş | 160 | subcritical | operating | 2003 | N/A | N/A | 40.0232 | 26.9768 | türkiye
çan2 termik aş | 330 | unknown | operating | 2018 | N/A | N/A | 40.0344 | 26.9506 | türkiye
çalık enerji | 150 | subcritical | cancelled | N/A | N/A | N/A | 40.6239 | 33.1128 | türkiye
3s enerji ve maden üretim | 133 | subcritical | cancelled | N/A | N/A | N/A | 40.6078 | 33.3202 | türkiye
3s enerji ve maden üretim | 133 | subcritical | cancelled | N/A | N/A | N/A | 40.6078 | 33.3202 | türkiye
3s enerji ve maden üretim | 133 | subcritical | cancelled | N/A | N/A | N/A | 40.6078 | 33.3202 | türkiye
çates elektrik üretim aş | 157 | subcritical | operating | 1989 | N/A | N/A | 41.5174 | 31.9002 | türkiye
çates elektrik üretim aş | 157 | subcritical | operating | 1991 | N/A | N/A | 41.5174 | 31.9002 | türkiye
çates elektrik üretim aş | 660 | subcritical | cancelled | N/A | N/A | N/A | 41.5174 | 31.9002 | türkiye
kolin-kalyon-celikler consortium | 800 | unknown | cancelled | N/A | N/A | N/A | 40.097 | 31.695 | türkiye
electricity generation company (türkiye) aş | 150 | subcritical | operating | 1987 | N/A | N/A | 40.097 | 31.695 | türkiye
electricity generation company (türkiye) aş | 150 | subcritical | operating | 1987 | N/A | N/A | 40.097 | 31.695 | türkiye
electricity generation company (türkiye) aş | 160 | subcritical | operating | 1999 | N/A | N/A | 40.097 | 31.695 | türkiye
electricity generation company (türkiye) aş | 160 | subcritical | operating | 2000 | N/A | N/A | 40.097 | 31.695 | türkiye
çebi enerji elektrik üretim aş | 350 | unknown | cancelled | N/A | N/A | N/A | 41.0134 | 27.9616 | türkiye
çebi enerji elektrik üretim aş | 350 | unknown | cancelled | N/A | N/A | N/A | 41.0134 | 27.9616 | türkiye
çelikler termik elektrik üretim | 660 | supercritical | cancelled | N/A | N/A | N/A | 36.8679 | 35.9095 | türkiye
çelikler termik elektrik üretim | 660 | supercritical | cancelled | N/A | N/A | N/A | 36.8679 | 35.9095 | türkiye
cenal elektrik aş | 660 | ultra-supercritical | operating | 2017 | N/A | N/A | 40.4167 | 27.3183 | türkiye
cenal elektrik aş | 660 | ultra-supercritical | operating | 2017 | N/A | N/A | 40.4167 | 27.3183 | türkiye
electricity generation company (türkiye) aş | 330 | unknown | cancelled | N/A | N/A | N/A | 41.2833 | 28 | türkiye
electricity generation company (türkiye) aş | 330 | unknown | cancelled | N/A | N/A | N/A | 41.2833 | 28 | türkiye
electricity generation company (türkiye) aş | 330 | unknown | cancelled | N/A | N/A | N/A | 41.2833 | 28 | türkiye
taşzemin i̇nşaat | 200 | unknown | cancelled | N/A | N/A | N/A | 39.8168 | 27.3398 | türkiye
konya şeker sanayi ve ticaret aş | 37 | unknown | operating | 2013 | N/A | N/A | 37.5573 | 32.848 | türkiye
beysu enerji üretim aş | 119 | unknown | cancelled | 2015 | N/A | N/A | 36.7807 | 35.7358 | türkiye
meles elektrik uretim aş | 1320 | unknown | cancelled | N/A | N/A | N/A | 38.746 | 26.912 | türkiye
demir madencilik aş | 160 | unknown | cancelled | N/A | N/A | N/A | 41.498 | 31.868 | türkiye
diler elektrik üretim aş | 200 | unknown | shelved | N/A | N/A | N/A | 38.17 | 37.37 | türkiye
diler elektrik üretim aş | 200 | unknown | shelved | N/A | N/A | N/A | 38.17 | 37.37 | türkiye
turkish coal enterprises | 250 | unknown | shelved | N/A | N/A | N/A | 38.064 | 30.167 | türkiye
electricity generation company (türkiye) aş | 250 | unknown | shelved | N/A | N/A | N/A | 38.064 | 30.167 | türkiye
demirtaş organize sanayi bölgesi | 50 | CFB | cancelled | N/A | N/A | N/A | 40.2432 | 28.9644 | türkiye
çukurova demtaş enerji üretim aş | 600 | unknown | cancelled | N/A | N/A | N/A | 36.7807 | 35.7358 | türkiye
emba elektrik üretim aş | 660 | ultra-supercritical | operating | 2022 | N/A | N/A | 36.8161 | 35.8548 | türkiye
emba elektrik üretim aş | 660 | ultra-supercritical | operating | 2022 | N/A | N/A | 36.8161 | 35.8548 | türkiye
enyat enerji yatırımları ve elektrik üretim ticaret aş | 150 | CFB | cancelled | N/A | N/A | N/A | 40.97 | 35.67 | türkiye
deba madencilik | 245 | unknown | cancelled | N/A | N/A | N/A | 41.632 | 27.03 | türkiye
deba madencilik | 245 | unknown | cancelled | N/A | N/A | N/A | 41.632 | 27.03 | türkiye
modern karton sanayi ve ticaret aş | 170 | unknown | cancelled | N/A | N/A | N/A | 41.2408 | 27.6967 | türkiye
eti̇ maden i̇şletmeleri genel müdürlüğü | 46.7 | unknown | operating | 2014 | N/A | N/A | 40.3289 | 27.9904 | türkiye
akkan enerji aş | 135 | unknown | cancelled | 2016 | N/A | N/A | 40.4167 | 26.6667 | türkiye
nurol enerji üretim | 1600 | supercritical | cancelled | N/A | N/A | N/A | 41.5754 | 32.0596 | türkiye
marmara elektrik | 190 | subcritical | operating | 2003 | N/A | N/A | 40.7776 | 29.5386 | türkiye
gerze enerji santrali | 1200 | supercritical | cancelled | 2013 | N/A | N/A | 41.8662 | 35.1242 | türkiye
suba enerji üretim | 660 | supercritical | cancelled | N/A | N/A | N/A | 36.8536 | 35.8981 | türkiye
tgr enerji elektrik toptan ticaret aş | 300 | subcritical | cancelled | N/A | N/A | N/A | 40.1 | 27.65 | türkiye
papatya elektrik üretim aş | 660 | ultra-supercritical | cancelled | N/A | N/A | N/A | 36.4167 | 35.8833 | türkiye
papatya elektrik üretim aş | 660 | ultra-supercritical | cancelled | N/A | N/A | N/A | 36.4167 | 35.8833 | türkiye
bereket enerji üretim aş | 660 | unknown | cancelled | N/A | N/A | N/A | 37.31 | 27.78 | türkiye
atlas enerji üretim aş | 1320 | unknown | cancelled | N/A | N/A | N/A | 40.3439 | 26.6836 | türkiye
soma termik santral elektrik uretim aş | 300 | CFB | cancelled | N/A | N/A | N/A | 40.889 | 35.597 | türkiye
habas industrial and medical gases production industries aş | 600 | subcritical | cancelled | 2014 | N/A | N/A | 38.7727 | 26.946 | türkiye
hakan madencilik ve elektrik üretim sanayi ticaret aş | 100 | subcritical | cancelled | N/A | N/A | N/A | 36.8434 | 35.8869 | türkiye
tunas enerji elektrik üretim aş | 100 | subcritical | cancelled | N/A | N/A | N/A | 37.0333 | 35.8167 | türkiye
çukurova demtaş enerji üretim aş | 600 | unknown | cancelled | N/A | N/A | N/A | 36.7807 | 35.7358 | türkiye
i̇çdaş elektrik enerjisi üretim ve yatırım aş | 270 | subcritical | cancelled | N/A | N/A | N/A | 40.08 | 27.168 | türkiye
hema enerji aş | 660 | ultra-supercritical | cancelled | N/A | N/A | N/A | 41.723 | 32.349 | türkiye
hema enerji aş | 660 | ultra-supercritical | cancelled | N/A | N/A | N/A | 41.723 | 32.349 | türkiye
i̇çdaş elektrik enerjisi üretim ve yatırım aş | 600 | supercritical | operating | 2011 | N/A | N/A | 40.3995 | 27.0497 | türkiye
i̇çdaş elektrik enerjisi üretim ve yatırım aş | 600 | supercritical | operating | 2015 | N/A | N/A | 40.3995 | 27.0497 | türkiye
i̇çdaş elektrik enerjisi üretim ve yatırım aş | 135 | subcritical | operating | 2005 | N/A | N/A | 40.4438 | 27.1307 | türkiye
i̇çdaş elektrik enerjisi üretim ve yatırım aş | 135 | subcritical | operating | 2009 | N/A | N/A | 40.4438 | 27.1307 | türkiye
i̇çdaş elektrik enerjisi üretim ve yatırım aş | 135 | subcritical | operating | 2009 | N/A | N/A | 40.4438 | 27.1307 | türkiye
konya ilgın elektrik üretim ve ticaret | 250 | CFB | shelved | N/A | N/A | N/A | 38.26 | 31.91 | türkiye
konya ilgın elektrik üretim ve ticaret | 250 | CFB | shelved | N/A | N/A | N/A | 38.26 | 31.91 | türkiye
bıçakcılar çandarlı elektrik üretim aş | 1320 | unknown | cancelled | N/A | N/A | N/A | 39.79 | 26.3325 | türkiye
iskenderun enerji aş | 605 | subcritical | operating | 2003 | N/A | N/A | 36.835 | 35.8791 | türkiye
iskenderun enerji aş | 605 | subcritical | operating | 2003 | N/A | N/A | 36.835 | 35.8791 | türkiye
yıldırım enerji yatırımları | 1000 | unknown | cancelled | N/A | N/A | N/A | 36.587 | 36.173 | türkiye
shenhua guohua power co ltd | 1000 | unknown | cancelled | N/A | N/A | N/A | 36.587 | 36.173 | türkiye
i̇zdemir enerji elektrik üretim aş | 370 | supercritical | operating | 2014 | N/A | N/A | 38.7417 | 26.9292 | türkiye
i̇zdemir enerji elektrik üretim aş | 350 | supercritical | shelved | N/A | N/A | N/A | 38.7417 | 26.9292 | türkiye
izmir termik elektrik üretim ve ticaret aş | 600 | unknown | cancelled | 2015 | N/A | N/A | 37.0333 | 35.8167 | türkiye
anadolu enerji | 300 | unknown | cancelled | N/A | N/A | N/A | 38.3508 | 37.0071 | türkiye
anadolu enerji | 300 | unknown | cancelled | N/A | N/A | N/A | 38.3508 | 37.0071 | türkiye
anadolu enerji | 300 | unknown | cancelled | N/A | N/A | N/A | 38.3508 | 37.0071 | türkiye
anadolu enerji | 300 | unknown | cancelled | N/A | N/A | N/A | 38.3508 | 37.0071 | türkiye
hema enerji aş | 150 | CFB | cancelled | N/A | N/A | N/A | 41.3394 | 31.5111 | türkiye
tam enerji üretim | 135 | subcritical | cancelled | N/A | N/A | N/A | 39.0774 | 37.2956 | türkiye
kangal termik santral elektrik aş | 75 | subcritical | operating | 1989 | N/A | N/A | 39.0775 | 37.295 | türkiye
konya şeker sanayi ve ticaret aş | 75 | subcritical | operating | 1989 | N/A | N/A | 39.0775 | 37.295 | türkiye
kangal termik santral elektrik aş | 75 | subcritical | operating | 1990 | N/A | N/A | 39.0775 | 37.295 | türkiye
konya şeker sanayi ve ticaret aş | 75 | subcritical | operating | 1990 | N/A | N/A | 39.0775 | 37.295 | türkiye
konya şeker sanayi ve ticaret aş | 78.5 | subcritical | operating | 2000 | N/A | N/A | 39.0775 | 37.295 | türkiye
kangal termik santral elektrik aş | 78.5 | subcritical | operating | 2000 | N/A | N/A | 39.0775 | 37.295 | türkiye
sarıkaya elektrik | 660 | supercritical | cancelled | 2022 | N/A | N/A | 40.446 | 27.287 | türkiye
sarıkaya elektrik | 660 | supercritical | cancelled | 2022 | N/A | N/A | 40.446 | 27.287 | türkiye
konya şeker sanayi ve ticaret aş | 2000 | unknown | cancelled | N/A | N/A | N/A | 37.716 | 33.554 | türkiye
kardemir karabuk demir çelik sanayi ve ticaret aş | 77.5 | subcritical | operating | 2007 | N/A | N/A | 41.5143 | 31.9096 | türkiye
yenikoy kemerkoy elektrik uretim ve ticaret as | 210 | subcritical | operating | 1994 | N/A | N/A | 37.0354 | 27.9006 | türkiye
yenikoy kemerkoy elektrik uretim ve ticaret as | 210 | subcritical | operating | 1994 | N/A | N/A | 37.0354 | 27.9006 | türkiye
yenikoy kemerkoy elektrik uretim ve ticaret as | 210 | subcritical | operating | 1995 | N/A | N/A | 37.0354 | 27.9006 | türkiye
atagür enerji üretim i̇nşaat | 330 | supercritical | cancelled | N/A | N/A | N/A | 36.8279 | 35.8715 | türkiye
atagür enerji üretim i̇nşaat | 330 | supercritical | cancelled | N/A | N/A | N/A | 36.8279 | 35.8715 | türkiye
maren maraş electric elektrik uretim aş | 55 | CFB | operating | 2022 | N/A | N/A | 37.7672 | 27.4457 | türkiye
filiz kirazlıdere enerji üretim aş | 800 | ultra-supercritical | cancelled | 2021 | N/A | N/A | 40.3823 | 26.9946 | türkiye
filiz kirazlıdere enerji üretim aş | 800 | ultra-supercritical | cancelled | 2021 | N/A | N/A | 40.3823 | 26.9946 | türkiye
hema enerji aş | 1200 | supercritical | cancelled | N/A | N/A | N/A | 41.3689 | 31.5878 | türkiye
polyak eynez enerji üretim madencilik sanayi ve ticaret aş | 350 | supercritical | cancelled | 2024 | N/A | N/A | 39.084 | 27.45 | türkiye
polyak eynez enerji üretim madencilik sanayi ve ticaret aş | 350 | supercritical | cancelled | 2024 | N/A | N/A | 39.084 | 27.45 | türkiye
karataş termik üretim santral elektrik madencilik sanayi ve ticaret aş | 825 | unknown | cancelled | N/A | N/A | N/A | 36.34 | 33.4 | türkiye
electricity generation company (türkiye) aş | 1000 | unknown | shelved | N/A | N/A | N/A | 37.6142 | 33.5912 | türkiye
çelikler taahhüt i̇nşaat ve sanayi aş | 300 | subcritical | cancelled | N/A | N/A | N/A | 39.8 | 29.61 | türkiye
lüminer enerji elektrik üretim aş | 160 | CFB | cancelled | N/A | N/A | N/A | 40.892 | 26.901 | türkiye
azrataş elektrik üretim | 770 | unknown | cancelled | N/A | N/A | N/A | 40.9727 | 27.8768 | türkiye
buğra enerji üretimi | 373 | unknown | cancelled | N/A | N/A | N/A | 36.33 | 33.4 | türkiye
egemer elektrik üretim aş | 1200 | unknown | cancelled | 2015 | N/A | N/A | 36.9533 | 36.2033 | türkiye
eren enerji elektrik üretim aş | 1000 | unknown | cancelled | N/A | N/A | N/A | 36.24 | 33.75 | türkiye
eren enerji elektrik üretim aş | 1000 | unknown | cancelled | N/A | N/A | N/A | 36.24 | 33.75 | türkiye
çınar enerji | 815 | unknown | cancelled | 2017 | N/A | N/A | 36.843 | 35.86 | türkiye
turkish coal enterprises | 300 | unknown | cancelled | N/A | N/A | N/A | 37.15 | 27.805 | türkiye
namal elektrik üretim aş | 1000 | unknown | cancelled | N/A | N/A | N/A | 40.3439 | 26.6836 | türkiye
naren enerji elektrik üretim aş | 980 | unknown | cancelled | N/A | N/A | N/A | 40.4581 | 27.255 | türkiye
naren enerji elektrik üretim aş | 980 | unknown | cancelled | N/A | N/A | N/A | 40.4581 | 27.255 | türkiye
çelikler orhaneli tunçbilek elektrik üretim aş | 210 | subcritical | operating | 1992 | N/A | N/A | 39.9502 | 28.8702 | türkiye
dolsar mühendislik lş | 67.5 | unknown | cancelled | N/A | N/A | N/A | 40.6239 | 33.1128 | türkiye
bereket enerji üretim aş | 67.5 | unknown | cancelled | N/A | N/A | N/A | 40.6239 | 33.1128 | türkiye
socar power enerji yatirimlari aş | 205 | unknown | cancelled | 2016 | N/A | N/A | 38.795 | 26.9703 | türkiye
polat elektrik üretim i̇nşaat i̇thalat i̇hracat aş | 51 | CFB | operating | 2013 | N/A | N/A | 39.616 | 29.4429 | türkiye
polat elektrik üretim i̇nşaat i̇thalat i̇hracat aş | 300 | CFB | cancelled | N/A | N/A | N/A | 39.616 | 29.4429 | türkiye
çebi metal san. tic. aş | 350 | unknown | cancelled | N/A | N/A | N/A | 41.519 | 32.094 | türkiye
sanko energy aş | 150 | CFB | cancelled | N/A | N/A | N/A | 37.8197 | 37.7185 | türkiye
sanko petrokimya mamülleri san ve tic aş | 800 | CFB | cancelled | N/A | N/A | N/A | 36.876 | 35.894 | türkiye
sanko petrokimya mamülleri san ve tic aş | 800 | CFB | cancelled | N/A | N/A | N/A | 36.876 | 35.894 | türkiye
başat enerji | 300 | subcritical | cancelled | N/A | N/A | N/A | 41.445 | 27.921 | türkiye
sarp enerji aş | 1200 | unknown | cancelled | 2015 | N/A | N/A | 37.3683 | 35.7061 | türkiye
akfen yenilenebilir enerji aş | 300 | subcritical | cancelled | 2017 | N/A | N/A | 36.843 | 35.86 | türkiye
i̇pekyolu enerji | 300 | subcritical | cancelled | 2017 | N/A | N/A | 36.843 | 35.86 | türkiye
selena elektrik üretim aş | 450 | unknown | cancelled | N/A | N/A | N/A | 36.9215 | 36.0475 | türkiye
selena elektrik üretim aş | 450 | unknown | cancelled | N/A | N/A | N/A | 36.9215 | 36.0475 | türkiye
kaptan demir celik endustrisi ve ticaret aş | 1320 | unknown | cancelled | N/A | N/A | N/A | 40.395 | 26.792 | türkiye
çelikler seyitömer elektrik üretim aş | 150 | subcritical | operating | 1973 | N/A | N/A | 39.573 | 29.8816 | türkiye
çelikler seyitömer elektrik üretim aş | 150 | subcritical | operating | 1974 | N/A | N/A | 39.573 | 29.8816 | türkiye
çelikler seyitömer elektrik üretim aş | 150 | subcritical | operating | 1977 | N/A | N/A | 39.573 | 29.8816 | türkiye
çelikler seyitömer elektrik üretim aş | 150 | subcritical | operating | 1989 | N/A | N/A | 39.573 | 29.8816 | türkiye
şırnak elektrik üretim aş | 135 | unknown | cancelled | N/A | N/A | N/A | 37.3526 | 42.5527 | türkiye
akfen hes yatırımları ve enerji üretim aş | 800 | unknown | cancelled | N/A | N/A | N/A | 41.953 | 34.83 | türkiye
akfen hes yatırımları ve enerji üretim aş | 800 | unknown | cancelled | N/A | N/A | N/A | 41.953 | 34.83 | türkiye
galata enerji üretim sanayi ve ticaret aş | 135 | CFB | cancelled | N/A | N/A | N/A | 37.468 | 42.391 | türkiye
galata enerji üretim sanayi ve ticaret aş | 135 | CFB | cancelled | N/A | N/A | N/A | 37.468 | 42.391 | türkiye
silopi elektrik üretim aş | 135 | CFB | operating | 2009 | N/A | N/A | 37.31 | 42.5947 | türkiye
silopi elektrik üretim aş | 135 | CFB | operating | 2015 | N/A | N/A | 37.31 | 42.5947 | türkiye
silopi elektrik üretim aş | 135 | CFB | operating | 2015 | N/A | N/A | 37.31 | 42.5947 | türkiye
hidro-gen enerji i̇th i̇hr dağ tic aş | 255 | CFB | operating | 2019 | N/A | N/A | 39.3166 | 27.7489 | türkiye
hidro-gen enerji i̇th i̇hr dağ tic aş | 255 | CFB | operating | 2019 | N/A | N/A | 39.3166 | 27.7489 | türkiye
soma termik santral elektrik uretim aş | 165 | subcritical | operating | 1981 | N/A | N/A | 39.1945 | 27.6352 | türkiye
soma termik santral elektrik uretim aş | 165 | subcritical | operating | 1982 | N/A | N/A | 39.1945 | 27.6352 | türkiye
soma termik santral elektrik uretim aş | 165 | subcritical | operating | 1985 | N/A | N/A | 39.1945 | 27.6352 | türkiye
soma termik santral elektrik uretim aş | 165 | subcritical | operating | 1986 | N/A | N/A | 39.1945 | 27.6352 | türkiye
soma termik santral elektrik uretim aş | 165 | subcritical | operating | 1991 | N/A | N/A | 39.1945 | 27.6352 | türkiye
soma termik santral elektrik uretim aş | 165 | subcritical | operating | 1992 | N/A | N/A | 39.1945 | 27.6352 | türkiye
socar power enerji yatirimlari aş | 672 | unknown | cancelled | 2021 | N/A | N/A | 38.817 | 26.9103 | türkiye
suluova energy generation mining industry and trade aş | 270 | unknown | cancelled | N/A | N/A | N/A | 40.8592 | 35.6519 | türkiye
electricity generation company (türkiye) aş | 1000 | unknown | shelved | N/A | N/A | N/A | 40.6387 | 27.0043 | türkiye
teyo yatırım ve dış ticaret aş | 350 | CFB | cancelled | N/A | N/A | N/A | 38.2299 | 36.2481 | türkiye
teyo yatırım ve dış ticaret aş | 350 | CFB | cancelled | N/A | N/A | N/A | 38.2299 | 36.2481 | türkiye
tosyalı elektrik üretim | 1200 | subcritical | cancelled | N/A | N/A | N/A | 36.6971 | 36.2042 | türkiye
enerjisa enerji uretim as | 1200 | subcritical | cancelled | N/A | N/A | N/A | 41.9481 | 28.0415 | türkiye
enerjisa enerji uretim as | 150 | CFB | operating | 2016 | N/A | N/A | 38.1856 | 36.2699 | türkiye
enerjisa enerji uretim as | 150 | CFB | operating | 2016 | N/A | N/A | 38.1856 | 36.2699 | türkiye
enerjisa enerji uretim as | 150 | CFB | operating | 2016 | N/A | N/A | 38.1856 | 36.2699 | türkiye
çelikler orhaneli tunçbilek elektrik üretim aş | 300 | unknown | cancelled | N/A | N/A | N/A | 39.6198 | 29.4659 | türkiye
çelikler orhaneli tunçbilek elektrik üretim aş | 65 | subcritical | mothballed | 1965 | N/A | N/A | 39.6292 | 29.4623 | türkiye
çelikler orhaneli tunçbilek elektrik üretim aş | 150 | subcritical | operating | 1977 | N/A | N/A | 39.6292 | 29.4623 | türkiye
çelikler orhaneli tunçbilek elektrik üretim aş | 150 | subcritical | operating | 1978 | N/A | N/A | 39.6292 | 29.4623 | türkiye
klk enerji üretim aş | 160 | CFB | cancelled | N/A | N/A | N/A | 38.2 | 30.2706 | türkiye
klk enerji üretim aş | 160 | CFB | cancelled | N/A | N/A | N/A | 38.2 | 30.2706 | türkiye
klk enerji üretim aş | 160 | CFB | cancelled | N/A | N/A | N/A | 38.2 | 30.2706 | türkiye
klk enerji üretim aş | 160 | CFB | cancelled | N/A | N/A | N/A | 38.2 | 30.2706 | türkiye
ti̇m avrasya yatırım lş | 660 | unknown | cancelled | 2015 | N/A | N/A | 41.133 | 37.156 | türkiye
turkish coal enterprises | 330 | unknown | cancelled | N/A | N/A | N/A | 41.573 | 27.8117 | türkiye
turkish coal enterprises | 330 | unknown | cancelled | N/A | N/A | N/A | 41.573 | 27.8117 | türkiye
yatagan termik santrali | 210 | subcritical | operating | 1984 | N/A | N/A | 37.3309 | 28.1024 | türkiye
yatagan termik santrali | 210 | subcritical | operating | 1984 | N/A | N/A | 37.3309 | 28.1024 | türkiye
yatagan termik santrali | 210 | subcritical | operating | 1986 | N/A | N/A | 37.3309 | 28.1024 | türkiye
yenidere termik enerji aş | 100 | subcritical | shelved | N/A | N/A | N/A | 37.4584 | 28.6748 | türkiye
yenidere termik enerji aş | 100 | subcritical | shelved | N/A | N/A | N/A | 37.4584 | 28.6748 | türkiye
yenikoy kemerkoy elektrik uretim ve ticaret as | 210 | subcritical | operating | 1986 | N/A | N/A | 37.1402 | 27.8715 | türkiye
yenikoy kemerkoy elektrik uretim ve ticaret as | 210 | subcritical | operating | 1987 | N/A | N/A | 37.1402 | 27.8715 | türkiye
kamertan madencilik ve elektrik üretim aş | 300 | unknown | cancelled | 2015 | N/A | N/A | 36.886 | 36.151 | türkiye
tabiat enerji üretim aş | 1254 | supercritical | cancelled | N/A | N/A | N/A | 36.2006 | 33.6637 | türkiye
yıldırım enerji yatırımları | 200 | CFB | cancelled | N/A | N/A | N/A | 38.662 | 39.772 | türkiye
yuksek enerji | 1200 | unknown | cancelled | N/A | N/A | N/A | 37.3683 | 35.7061 | türkiye
i̇çdaş enerji üretim ve yatırım aş | 600 | unknown | cancelled | N/A | N/A | N/A | 36.77 | 35.79 | türkiye
i̇çdaş enerji üretim ve yatırım aş | 600 | unknown | cancelled | N/A | N/A | N/A | 36.77 | 35.79 | türkiye
doruk madencilikve elektrik uretim sanayi ticaret aş | 145 | subcritical | operating | 2021 | N/A | N/A | 39.9843 | 31.6356 | türkiye
doruk madencilikve elektrik uretim sanayi ticaret aş | 145 | subcritical | mothballed | 2021 | N/A | N/A | 39.9843 | 31.6356 | türkiye
alpler enerji liman hizmetleri madencilik denizcilik aş | 1320 | unknown | cancelled | N/A | N/A | N/A | 41.6044 | 32.5111 | türkiye
eren enerji elektrik üretim aş | 160 | subcritical | operating | 2010 | N/A | N/A | 41.5075 | 31.8949 | türkiye
eren enerji elektrik üretim aş | 615 | supercritical | operating | 2010 | N/A | N/A | 41.5036 | 31.8872 | türkiye
eren enerji elektrik üretim aş | 615 | supercritical | operating | 2010 | N/A | N/A | 41.5036 | 31.8872 | türkiye
eren enerji elektrik üretim aş | 700 | supercritical | operating | 2016 | N/A | N/A | 41.5138 | 31.9092 | türkiye
eren enerji elektrik üretim aş | 700 | supercritical | operating | 2016 | N/A | N/A | 41.5138 | 31.9092 | türkiye
eren enerji elektrik üretim aş | 660 | supercritical | cancelled | N/A | N/A | N/A | 41.521 | 31.929 | türkiye
modern enerji elektrik üretimi otoprodüktör grubu aş | 320 | unknown | cancelled | N/A | N/A | N/A | 41.498 | 31.868 | türkiye
zorlu enerji elektrik uretim aş | 1220 | unknown | cancelled | N/A | N/A | N/A | 41.087 | 31.12 | türkiye
zorlu enerji elektrik uretim aş | 1220 | unknown | cancelled | 2015 | N/A | N/A | 39.186 | 27.608 | türkiye
dtek westenergy jsc | 800 | ultra-supercritical | cancelled | 2013 | N/A | N/A | 49.2104 | 24.6665 | ukraine
dtek westenergy jsc | 195 | subcritical | mothballed | 1965 | N/A | N/A | 49.2086 | 24.666 | ukraine
dtek westenergy jsc | 210 | subcritical | mothballed | 1969 | N/A | N/A | 49.2086 | 24.666 | ukraine
dtek westenergy jsc | 195 | subcritical | mothballed | 1969 | N/A | N/A | 49.2086 | 24.666 | ukraine
dtek westenergy jsc | 195 | subcritical | mothballed | 1969 | N/A | N/A | 49.2086 | 24.666 | ukraine
dtek westenergy jsc | 185 | subcritical | mothballed | 1965 | N/A | N/A | 49.2086 | 24.666 | ukraine
dtek westenergy jsc | 185 | subcritical | mothballed | 1966 | N/A | N/A | 49.2086 | 24.666 | ukraine
dtek westenergy jsc | 195 | subcritical | mothballed | 1966 | N/A | N/A | 49.2086 | 24.666 | ukraine
dtek westenergy jsc | 215 | subcritical | mothballed | 1967 | N/A | N/A | 49.2086 | 24.666 | ukraine
dtek westenergy jsc | 195 | subcritical | mothballed | 1967 | N/A | N/A | 49.2086 | 24.666 | ukraine
dtek westenergy jsc | 206 | subcritical | mothballed | 1968 | N/A | N/A | 49.2086 | 24.666 | ukraine
dtek westenergy jsc | 195 | subcritical | mothballed | 1968 | N/A | N/A | 49.2086 | 24.666 | ukraine
dtek westenergy jsc | 195 | subcritical | mothballed | 1968 | N/A | N/A | 49.2086 | 24.666 | ukraine
cherkasy chp llc | 60 | subcritical | operating | 1965 | N/A | N/A | 49.3905 | 32.0674 | ukraine
cherkasy chp llc | 60 | subcritical | operating | 1966 | N/A | N/A | 49.3905 | 32.0674 | ukraine
cherkasy chp llc | 60 | subcritical | operating | 1967 | N/A | N/A | 49.3905 | 32.0674 | ukraine
cp teplokomunenergo cjsc | 60 | subcritical | retired | 1961 | 2022 | N/A | 51.455 | 31.2602 | ukraine
cp teplokomunenergo cjsc | 50 | subcritical | retired | 1961 | 2022 | N/A | 51.455 | 31.2602 | ukraine
cp teplokomunenergo cjsc | 110 | subcritical | retired | 1974 | 2022 | N/A | 51.455 | 31.2602 | ukraine
euro reconstruction llc | 50 | subcritical | operating | 1965 | N/A | N/A | 50.4478 | 30.6429 | ukraine
euro reconstruction llc | 50 | subcritical | operating | 1965 | N/A | N/A | 50.4478 | 30.6429 | ukraine
euro reconstruction llc | 60 | subcritical | operating | 1965 | N/A | N/A | 50.4478 | 30.6429 | ukraine
dtek westenergy jsc | 100 | subcritical | mothballed | 1960 | N/A | N/A | 50.2143 | 24.3747 | ukraine
dtek westenergy jsc | 100 | subcritical | mothballed | 1961 | N/A | N/A | 50.2143 | 24.3747 | ukraine
dtek westenergy jsc | 150 | subcritical | mothballed | 1963 | N/A | N/A | 50.2143 | 24.3747 | ukraine
dtek westenergy jsc | 160 | subcritical | mothballed | 1964 | N/A | N/A | 50.2143 | 24.3747 | ukraine
dtek westenergy jsc | 600 | ultra-supercritical | cancelled | N/A | N/A | N/A | 50.2134 | 24.375 | ukraine
costanza llc | 50 | subcritical | mothballed | 1967 | N/A | N/A | 49.0705 | 24.3185 | ukraine
costanza llc | 50 | subcritical | mothballed | 1967 | N/A | N/A | 49.0705 | 24.3185 | ukraine
costanza llc | 50 | subcritical | mothballed | 1968 | N/A | N/A | 49.0705 | 24.3185 | ukraine
costanza llc | 50 | subcritical | mothballed | 1969 | N/A | N/A | 49.0705 | 24.3185 | ukraine
kramatorskteploenergo jsc | 60 | subcritical | mothballed | 1973 | N/A | N/A | 48.7477 | 37.5723 | ukraine
kramatorskteploenergo jsc | 60 | subcritical | mothballed | 1976 | N/A | N/A | 48.7477 | 37.5723 | ukraine
dtek dniproenergo jsc | 315 | subcritical | mothballed | 1963 | N/A | N/A | 47.5432 | 33.6595 | ukraine
dtek dniproenergo jsc | 300 | subcritical | mothballed | 1972 | N/A | N/A | 47.5432 | 33.6595 | ukraine
dtek dniproenergo jsc | 300 | subcritical | mothballed | 1964 | N/A | N/A | 47.5432 | 33.6595 | ukraine
dtek dniproenergo jsc | 300 | subcritical | mothballed | 1965 | N/A | N/A | 47.5432 | 33.6595 | ukraine
dtek dniproenergo jsc | 300 | subcritical | mothballed | 1966 | N/A | N/A | 47.5432 | 33.6595 | ukraine
dtek dniproenergo jsc | 282 | subcritical | operating | 1967 | N/A | N/A | 47.5432 | 33.6595 | ukraine
dtek dniproenergo jsc | 282 | subcritical | retired | 1968 | 2018 | N/A | 47.5432 | 33.6595 | ukraine
dtek dniproenergo jsc | 282 | subcritical | retired | 1968 | 2018 | N/A | 47.5432 | 33.6595 | ukraine
dtek dniproenergo jsc | 282 | subcritical | mothballed | 1969 | N/A | N/A | 47.5432 | 33.6595 | ukraine
dtek dniproenergo jsc | 282 | subcritical | retired | 1972 | 2018 | N/A | 47.5432 | 33.6595 | ukraine
dtek kurahivska tpp llc | 200 | supercritical | retired | 1972 | 2024 | N/A | 47.9945 | 37.2371 | ukraine
dtek kurahivska tpp llc | 210 | supercritical | retired | 1973 | 2024 | N/A | 47.9945 | 37.2371 | ukraine
dtek kurahivska tpp llc | 222 | supercritical | retired | 1973 | 2024 | N/A | 47.9945 | 37.2371 | ukraine
dtek kurahivska tpp llc | 225 | supercritical | retired | 1973 | 2024 | N/A | 47.9945 | 37.2371 | ukraine
dtek kurahivska tpp llc | 225 | supercritical | retired | 1974 | 2024 | N/A | 47.9945 | 37.2371 | ukraine
dtek kurahivska tpp llc | 225 | supercritical | retired | 1974 | 2024 | N/A | 47.9945 | 37.2371 | ukraine
dtek kurahivska tpp llc | 225 | supercritical | retired | 1975 | 2024 | N/A | 47.9945 | 37.2371 | ukraine
dtek westenergy jsc | 300 | subcritical | mothballed | 1970 | N/A | N/A | 48.7058 | 29.2187 | ukraine
dtek westenergy jsc | 300 | subcritical | mothballed | 1971 | N/A | N/A | 48.7058 | 29.2187 | ukraine
dtek westenergy jsc | 300 | subcritical | mothballed | 1971 | N/A | N/A | 48.7058 | 29.2187 | ukraine
dtek westenergy jsc | 300 | subcritical | mothballed | 1971 | N/A | N/A | 48.7058 | 29.2187 | ukraine
dtek westenergy jsc | 300 | subcritical | mothballed | 1971 | N/A | N/A | 48.7058 | 29.2187 | ukraine
dtek westenergy jsc | 300 | subcritical | mothballed | 1971 | N/A | N/A | 48.7058 | 29.2187 | ukraine
grid company of lugansk people's republic | 210 | subcritical | operating | 1962 | N/A | N/A | 48.7493 | 39.2619 | ukraine
grid company of lugansk people's republic | 200 | subcritical | mothballed | 1963 | N/A | N/A | 48.7493 | 39.2619 | ukraine
grid company of lugansk people's republic | 200 | subcritical | retired | 1965 | 2020 | N/A | 48.7493 | 39.2619 | ukraine
grid company of lugansk people's republic | 210 | subcritical | operating | 1967 | N/A | N/A | 48.7493 | 39.2619 | ukraine
grid company of lugansk people's republic | 200 | subcritical | operating | 1968 | N/A | N/A | 48.7493 | 39.2619 | ukraine
grid company of lugansk people's republic | 200 | subcritical | operating | 1968 | N/A | N/A | 48.7493 | 39.2619 | ukraine
grid company of lugansk people's republic | 200 | subcritical | mothballed | 1962 | N/A | N/A | 48.7493 | 39.2619 | ukraine
energy of donbass | 100 | subcritical | mothballed | 1953 | N/A | N/A | 48.4798 | 38.2848 | ukraine
energy of donbass | 60 | subcritical | mothballed | 1954 | N/A | N/A | 48.4798 | 38.2848 | ukraine
energy of donbass | 115 | subcritical | mothballed | 1957 | N/A | N/A | 48.4798 | 38.2848 | ukraine
dtek dniproenergo jsc | 330 | ultra-supercritical | cancelled | N/A | N/A | N/A | 48.4053 | 35.1117 | ukraine
dtek dniproenergo jsc | 150 | subcritical | mothballed | 1960 | N/A | N/A | 48.4053 | 35.1117 | ukraine
dtek dniproenergo jsc | 310 | supercritical | mothballed | 1962 | N/A | N/A | 48.4053 | 35.1117 | ukraine
dtek dniproenergo jsc | 300 | subcritical | retired | 1963 | 2018 | N/A | 48.4053 | 35.1117 | ukraine
dtek dniproenergo jsc | 285 | subcritical | retired | 1964 | 2018 | N/A | 48.4053 | 35.1117 | ukraine
dtek dniproenergo jsc | 300 | subcritical | retired | 1969 | 2018 | N/A | 48.4053 | 35.1117 | ukraine
dtek dniproenergo jsc | 330 | ultra-supercritical | cancelled | N/A | N/A | N/A | 48.4053 | 35.1117 | ukraine
dtek dniproenergo jsc | 150 | subcritical | mothballed | 1958 | N/A | N/A | 48.4053 | 35.1117 | ukraine
dtek dniproenergo jsc | 150 | subcritical | mothballed | 1958 | N/A | N/A | 48.4053 | 35.1117 | ukraine
dtek dniproenergo jsc | 150 | subcritical | mothballed | 1959 | N/A | N/A | 48.4053 | 35.1117 | ukraine
donbasenergo jsc | 80 | subcritical | mothballed | 1957 | N/A | N/A | 48.8707 | 37.7656 | ukraine
donbasenergo jsc | 80 | subcritical | mothballed | 1957 | N/A | N/A | 48.8707 | 37.7656 | ukraine
donbasenergo jsc | 330 | unknown | shelved | 2025 | N/A | N/A | 48.872 | 37.7657 | ukraine
donbasenergo jsc | 330 | unknown | shelved | 2026 | N/A | N/A | 48.872 | 37.7657 | ukraine
donbasenergo jsc | 720 | supercritical | mothballed | 1971 | N/A | N/A | 48.8707 | 37.7656 | ukraine
energy of donbass | 200 | subcritical | operating | 1963 | N/A | N/A | 47.8008 | 38.0054 | ukraine
energy of donbass | 200 | subcritical | operating | 1965 | N/A | N/A | 47.8008 | 38.0054 | ukraine
energy of donbass | 210 | subcritical | operating | 1967 | N/A | N/A | 47.8008 | 38.0054 | ukraine
energy of donbass | 210 | subcritical | operating | 1967 | N/A | N/A | 47.8008 | 38.0054 | ukraine
energy of donbass | 215 | subcritical | operating | 1961 | N/A | N/A | 47.8008 | 38.0054 | ukraine
energy of donbass | 200 | subcritical | operating | 1961 | N/A | N/A | 47.8008 | 38.0054 | ukraine
energy of donbass | 200 | subcritical | operating | 1961 | N/A | N/A | 47.8008 | 38.0054 | ukraine
energy of donbass | 175 | subcritical | operating | 1963 | N/A | N/A | 47.8008 | 38.0054 | ukraine
energy of donbass | 200 | subcritical | operating | 1963 | N/A | N/A | 47.8008 | 38.0054 | ukraine
energy of donbass | 200 | subcritical | operating | 1963 | N/A | N/A | 47.8008 | 38.0054 | ukraine
centrenergo pjsc | 300 | subcritical | mothballed | 1969 | N/A | N/A | 50.1334 | 30.7467 | ukraine
centrenergo pjsc | 325 | subcritical | mothballed | 1970 | N/A | N/A | 50.1334 | 30.7467 | ukraine
centrenergo pjsc | 300 | subcritical | mothballed | 1970 | N/A | N/A | 50.1334 | 30.7467 | ukraine
centrenergo pjsc | 300 | subcritical | mothballed | 1970 | N/A | N/A | 50.1334 | 30.7467 | ukraine
energy of donbass | 300 | subcritical | mothballed | 1972 | N/A | N/A | 48.4647 | 38.2027 | ukraine
energy of donbass | 300 | subcritical | mothballed | 1973 | N/A | N/A | 48.4647 | 38.2027 | ukraine
energy of donbass | 300 | subcritical | mothballed | 1973 | N/A | N/A | 48.4647 | 38.2027 | ukraine
energy of donbass | 300 | subcritical | mothballed | 1973 | N/A | N/A | 48.4647 | 38.2027 | ukraine
operating company of zaporizhia tpp llc | 325 | subcritical | mothballed | 1972 | N/A | N/A | 47.5072 | 34.6255 | ukraine
operating company of zaporizhia tpp llc | 300 | subcritical | mothballed | 1972 | N/A | N/A | 47.5072 | 34.6255 | ukraine
operating company of zaporizhia tpp llc | 325 | subcritical | mothballed | 1972 | N/A | N/A | 47.5072 | 34.6255 | ukraine
operating company of zaporizhia tpp llc | 300 | subcritical | mothballed | 1973 | N/A | N/A | 47.5072 | 34.6255 | ukraine
centrenergo pjsc | 185 | subcritical | mothballed | 1960 | N/A | N/A | 49.586 | 36.5239 | ukraine
centrenergo pjsc | 275 | supercritical | mothballed | 1969 | N/A | N/A | 49.586 | 36.5239 | ukraine
centrenergo pjsc | 185 | subcritical | mothballed | 1961 | N/A | N/A | 49.586 | 36.5239 | ukraine
centrenergo pjsc | 185 | subcritical | mothballed | 1962 | N/A | N/A | 49.586 | 36.5239 | ukraine
centrenergo pjsc | 185 | subcritical | mothballed | 1963 | N/A | N/A | 49.586 | 36.5239 | ukraine
centrenergo pjsc | 185 | subcritical | mothballed | 1964 | N/A | N/A | 49.586 | 36.5239 | ukraine
centrenergo pjsc | 185 | subcritical | mothballed | 1966 | N/A | N/A | 49.586 | 36.5239 | ukraine
centrenergo pjsc | 285 | subcritical | mothballed | 1966 | N/A | N/A | 49.586 | 36.5239 | ukraine
centrenergo pjsc | 325 | subcritical | mothballed | 1965 | N/A | N/A | 49.586 | 36.5239 | ukraine
centrenergo pjsc | 275 | subcritical | mothballed | 1969 | N/A | N/A | 49.586 | 36.5239 | ukraine
energy of donbass | 325 | subcritical | operating | 1982 | N/A | N/A | 48.0348 | 38.2852 | ukraine
energy of donbass | 320 | subcritical | operating | 1982 | N/A | N/A | 48.0348 | 38.2852 | ukraine
energy of donbass | 320 | subcritical | operating | 1986 | N/A | N/A | 48.0348 | 38.2852 | ukraine
energy of donbass | 325 | subcritical | operating | 1988 | N/A | N/A | 48.0348 | 38.2852 | ukraine
mmc corporation bhd | 1000 | unknown | cancelled | N/A | N/A | N/A | 25.4167 | 55.5 | united arab emirates
hassyan energy phase i psc | 600 | ultra-supercritical | retired | 2020 | 2022 | N/A | 24.9115 | 54.9155 | united arab emirates
hassyan energy phase i psc | 600 | ultra-supercritical | retired | 2021 | 2022 | N/A | 24.9115 | 54.9155 | united arab emirates
hassyan energy phase i psc | 600 | ultra-supercritical | cancelled | N/A | N/A | N/A | 24.9115 | 54.9155 | united arab emirates
hassyan energy phase i psc | 600 | ultra-supercritical | cancelled | N/A | N/A | N/A | 24.9115 | 54.9155 | united arab emirates
hassyan energy phase i psc | 600 | ultra-supercritical | cancelled | N/A | N/A | N/A | 24.9115 | 54.9155 | united arab emirates
hassyan energy phase i psc | 600 | ultra-supercritical | cancelled | N/A | N/A | N/A | 24.9115 | 54.9155 | united arab emirates
utico fzco | 270 | unknown | cancelled | 2017 | N/A | N/A | 25.837 | 55.9726 | united arab emirates
to be determined | 1800 | unknown | cancelled | N/A | N/A | N/A | 25.7833 | 55.95 | united arab emirates
rwe generation se | 575 | subcritical | retired | 1971 | 2020 | N/A | 51.3873 | -3.4047 | united kingdom
rwe generation se | 575 | subcritical | retired | 1971 | 2020 | N/A | 51.3873 | -3.4047 | united kingdom
rwe generation se | 575 | subcritical | retired | 1971 | 2020 | N/A | 51.3873 | -3.4047 | united kingdom
aes corp | 30 | subcritical | retired | 1954 | 2002 | N/A | 54.6179 | -5.9062 | united kingdom
aes corp | 30 | subcritical | retired | 1955 | 2002 | N/A | 54.6179 | -5.9062 | united kingdom
aes corp | 60 | subcritical | retired | 1957 | 2002 | N/A | 54.6179 | -5.9062 | united kingdom
aes corp | 60 | subcritical | retired | 1957 | 2002 | N/A | 54.6179 | -5.9062 | united kingdom
aes corp | 60 | subcritical | retired | 1958 | 2002 | N/A | 54.6179 | -5.9062 | united kingdom
npower legacy holdings | 120 | subcritical | retired | 1958 | 2000 | N/A | 55.1417 | -1.5286 | united kingdom
npower legacy holdings | 120 | subcritical | retired | 1958 | 2000 | N/A | 55.1417 | -1.5286 | united kingdom
npower legacy holdings | 120 | subcritical | retired | 1959 | 2000 | N/A | 55.1417 | -1.5286 | united kingdom
npower legacy holdings | 120 | subcritical | retired | 1960 | 2000 | N/A | 55.1417 | -1.5286 | united kingdom
npower legacy holdings | 330 | subcritical | retired | 1965 | 2000 | N/A | 55.1417 | -1.5286 | united kingdom
npower legacy holdings | 330 | subcritical | retired | 1966 | 2000 | N/A | 55.1417 | -1.5286 | united kingdom
summit power group llc | 570 | IGCC | cancelled | 2017 | N/A | N/A | 56.0121 | -3.6972 | united kingdom
scottishpower ltd | 1152 | supercritical | cancelled | 2011 | N/A | N/A | 55.9675 | -2.967 | united kingdom
scottishpower ltd | 326 | subcritical | retired | 1967 | 2013 | N/A | 55.9683 | -2.9725 | united kingdom
scottishpower ltd | 326 | subcritical | retired | 1967 | 2013 | N/A | 55.9683 | -2.9725 | united kingdom
scottishpower ltd | 326 | subcritical | retired | 1967 | 2013 | N/A | 55.9683 | -2.9725 | united kingdom
scottishpower ltd | 326 | subcritical | retired | 1969 | 2013 | N/A | 55.9683 | -2.9725 | united kingdom
edf energy ltd | 546 | subcritical | retired | 1969 | 2019 | N/A | 53.3048 | -0.78165 | united kingdom
edf energy ltd | 546 | subcritical | retired | 1969 | 2019 | N/A | 53.3048 | -0.78165 | united kingdom
edf energy ltd | 546 | subcritical | retired | 1970 | 2019 | N/A | 53.3048 | -0.78165 | united kingdom
edf energy ltd | 546 | subcritical | retired | 1970 | 2019 | N/A | 53.3048 | -0.78165 | united kingdom
rwe generation se | 543 | subcritical | retired | 1970 | 2013 | N/A | 51.6223 | -1.2609 | united kingdom
rwe generation se | 543 | subcritical | retired | 1970 | 2013 | N/A | 51.6223 | -1.2609 | united kingdom
rwe generation se | 543 | subcritical | retired | 1970 | 2013 | N/A | 51.6223 | -1.2609 | united kingdom
rwe generation se | 543 | subcritical | retired | 1970 | 2013 | N/A | 51.6223 | -1.2609 | united kingdom
sargas as | 900 | IGCC | cancelled | 2014 | N/A | N/A | 53.5958 | -1.0194 | united kingdom
e.on uk plc | 350 | subcritical | retired | 1965 | 2003 | N/A | 52.7737 | -1.6576 | united kingdom
e.on uk plc | 350 | subcritical | retired | 1965 | 2003 | N/A | 52.7737 | -1.6576 | united kingdom
e.on uk plc | 375 | subcritical | retired | 1967 | 2003 | N/A | 52.7737 | -1.6576 | united kingdom
drax power ltd | 701 | subcritical | retired | 1974 | 2013 | N/A | 53.7372 | -0.99902 | united kingdom
drax power ltd | 701 | subcritical | retired | 1974 | 2014 | N/A | 53.7372 | -0.99902 | united kingdom
drax power ltd | 701 | subcritical | retired | 1976 | 2016 | N/A | 53.7372 | -0.99902 | united kingdom
drax power ltd | 701 | subcritical | retired | 1984 | 2018 | N/A | 53.7372 | -0.99902 | united kingdom
drax power ltd | 701 | subcritical | retired | 1985 | 2023 | N/A | 53.7372 | -0.99902 | united kingdom
drax power ltd | 701 | subcritical | retired | 1986 | 2023 | N/A | 53.7372 | -0.99902 | united kingdom
capture power ltd | 426 | supercritical | cancelled | 2016 | N/A | N/A | 53.7358 | -0.99639 | united kingdom
energetický a průmyslový holding as | 533 | subcritical | retired | 1967 | 2018 | N/A | 53.7118 | -1.1253 | united kingdom
energetický a průmyslový holding as | 533 | subcritical | retired | 1967 | 2018 | N/A | 53.7118 | -1.1253 | united kingdom
energetický a průmyslový holding as | 533 | subcritical | retired | 1967 | 2018 | N/A | 53.7118 | -1.1253 | united kingdom
energetický a průmyslový holding as | 533 | subcritical | retired | 1967 | 2018 | N/A | 53.7118 | -1.1253 | united kingdom
sse plc | 533 | subcritical | retired | 1966 | 2014 | N/A | 53.7156 | -1.2806 | united kingdom
sse plc | 533 | subcritical | retired | 1966 | 2014 | N/A | 53.7156 | -1.2806 | united kingdom
sse plc | 533 | subcritical | retired | 1966 | 2016 | N/A | 53.7156 | -1.2806 | united kingdom
sse plc | 533 | subcritical | retired | 1966 | 2016 | N/A | 53.7156 | -1.2806 | united kingdom
sse plc | 533 | subcritical | retired | 1971 | 2019 | N/A | 53.3729 | -2.6858 | united kingdom
sse plc | 533 | subcritical | retired | 1971 | 2020 | N/A | 53.3729 | -2.6858 | united kingdom
sse plc | 533 | subcritical | retired | 1971 | 2020 | N/A | 53.3729 | -2.6858 | united kingdom
sse plc | 533 | subcritical | retired | 1971 | 2020 | N/A | 53.3729 | -2.6858 | united kingdom
e.on uk plc | 200 | subcritical | retired | 1959 | 2003 | N/A | 53.229 | -0.79256 | united kingdom
e.on uk plc | 200 | subcritical | retired | 1960 | 2003 | N/A | 53.229 | -0.79256 | united kingdom
e.on uk plc | 200 | subcritical | retired | 1960 | 2003 | N/A | 53.229 | -0.79256 | united kingdom
e.on uk plc | 200 | subcritical | retired | 1961 | 2003 | N/A | 53.229 | -0.79256 | united kingdom
e.on uk plc | 200 | subcritical | retired | 1962 | 2003 | N/A | 53.229 | -0.79256 | united kingdom
ayrshire power lp | 1600 | supercritical | cancelled | N/A | N/A | N/A | 55.7202 | -4.8989 | united kingdom
e.on se | 543 | unknown | retired | 1970 | 2011 | N/A | 52.6325 | -2.5127 | united kingdom
e.on se | 543 | unknown | retired | 1970 | 2011 | N/A | 52.6325 | -2.5127 | united kingdom
c.gen | 470 | subcritical | cancelled | 2017 | N/A | N/A | 53.657 | -0.255 | united kingdom
ep uk investments ltd | 283 | subcritical | retired | 1981 | 2023 | N/A | 54.7245 | -5.7673 | united kingdom
ep uk investments ltd | 283 | subcritical | retired | 1981 | 2023 | N/A | 54.7245 | -5.7673 | united kingdom
scottishpower ltd | 120 | subcritical | retired | 1958 | 2002 | N/A | 56.0735 | -3.7285 | united kingdom
scottishpower ltd | 120 | subcritical | retired | 1959 | 2002 | N/A | 56.0735 | -3.7285 | united kingdom
scottishpower ltd | 120 | subcritical | retired | 1960 | 2002 | N/A | 56.0735 | -3.7285 | united kingdom
scottishpower ltd | 200 | subcritical | retired | 1963 | 2002 | N/A | 56.0735 | -3.7285 | united kingdom
scottishpower ltd | 200 | subcritical | retired | 1964 | 2002 | N/A | 56.0735 | -3.7285 | united kingdom
e.on uk plc | 543 | subcritical | retired | 1970 | 2012 | N/A | 51.4167 | 0.60304 | united kingdom
e.on uk plc | 543 | subcritical | retired | 1970 | 2012 | N/A | 51.4167 | 0.60304 | united kingdom
e.on uk plc | 543 | subcritical | retired | 1970 | 2012 | N/A | 51.4167 | 0.60304 | united kingdom
e.on uk plc | 543 | subcritical | retired | 1970 | 2012 | N/A | 51.4167 | 0.60304 | united kingdom
e.on se | 800 | ultra-supercritical | cancelled | 2010 | N/A | N/A | 51.4167 | 0.60304 | united kingdom
e.on se | 800 | ultra-supercritical | cancelled | 2010 | N/A | N/A | 51.4167 | 0.60304 | united kingdom
iberdrola sa | 2400 | subcritical | cancelled | 2011 | N/A | N/A | 56.0495 | -3.6823 | united kingdom
scottishpower ltd | 614 | subcritical | retired | 1970 | 2016 | N/A | 56.0485 | -3.6826 | united kingdom
scottishpower ltd | 614 | subcritical | retired | 1970 | 2016 | N/A | 56.0485 | -3.6826 | united kingdom
scottishpower ltd | 614 | subcritical | retired | 1970 | 2016 | N/A | 56.0485 | -3.6826 | united kingdom
scottishpower ltd | 614 | subcritical | retired | 1970 | 2016 | N/A | 56.0485 | -3.6826 | united kingdom
energetický a průmyslový holding as | 152 | subcritical | retired | 1972 | 2015 | N/A | 55.2047 | -1.5204 | united kingdom
energetický a průmyslový holding as | 152 | subcritical | retired | 1972 | 2015 | N/A | 55.2047 | -1.5204 | united kingdom
energetický a průmyslový holding as | 152 | subcritical | retired | 1972 | 2015 | N/A | 55.2047 | -1.5204 | united kingdom
scottishpower ltd | 30 | subcritical | retired | 1965 | 2000 | N/A | 56.1909 | -2.9967 | united kingdom
scottishpower ltd | 30 | subcritical | retired | 1966 | 2000 | N/A | 56.1909 | -2.9967 | united kingdom
uniper se | 543 | subcritical | retired | 1968 | 2024 | N/A | 52.8669 | -1.2566 | united kingdom
uniper se | 543 | subcritical | retired | 1968 | 2024 | N/A | 52.8669 | -1.2566 | united kingdom
uniper se | 543 | subcritical | retired | 1968 | 2024 | N/A | 52.8669 | -1.2566 | united kingdom
uniper se | 543 | subcritical | retired | 1968 | 2024 | N/A | 52.8669 | -1.2566 | united kingdom
engie sa | 273.5 | subcritical | retired | 1972 | 2016 | N/A | 52.7574 | -1.92 | united kingdom
mitsui & co ltd | 273.5 | subcritical | retired | 1972 | 2016 | N/A | 52.7574 | -1.92 | united kingdom
engie sa | 273.5 | subcritical | retired | 1972 | 2016 | N/A | 52.7574 | -1.92 | united kingdom
mitsui & co ltd | 273.5 | subcritical | retired | 1972 | 2016 | N/A | 52.7574 | -1.92 | united kingdom
progessive energy ltd | 850 | IGCC | cancelled | 2014 | N/A | N/A | 54.579 | -1.161 | united kingdom
npower ltd | 326 | supercritical | retired | 1970 | 2011 | N/A | 51.4565 | 0.38812 | united kingdom
npower ltd | 326 | supercritical | retired | 1970 | 2011 | N/A | 51.4565 | 0.38812 | united kingdom
npower ltd | 326 | supercritical | retired | 1970 | 2011 | N/A | 51.4565 | 0.38812 | united kingdom
simec uskmouth power ltd | 120 | subcritical | retired | 1962 | 2017 | N/A | 51.5488 | -2.9696 | united kingdom
simec uskmouth power ltd | 120 | subcritical | retired | 1962 | 2017 | N/A | 51.5488 | -2.9696 | united kingdom
simec uskmouth power ltd | 120 | subcritical | retired | 1962 | 2014 | N/A | 51.5488 | -2.9696 | united kingdom
edf energy ltd | 547 | subcritical | retired | 1967 | 2022 | N/A | 53.3627 | -0.81184 | united kingdom
edf energy ltd | 547 | subcritical | retired | 1967 | 2022 | N/A | 53.3627 | -0.81184 | united kingdom
edf energy ltd | 547 | subcritical | retired | 1967 | 2023 | N/A | 53.3627 | -0.81184 | united kingdom
edf energy ltd | 547 | subcritical | retired | 1967 | 2023 | N/A | 53.3627 | -0.81184 | united kingdom
sembcorp industries ltd | 33.3 | subcritical | retired | 1964 | 2007 | N/A | 54.5894 | -1.1185 | united kingdom
sembcorp industries ltd | 33.3 | subcritical | retired | 1968 | 2007 | N/A | 54.5894 | -1.1185 | united kingdom
centerpoint energy inc | 265.2 | subcritical | retired | 1979 | 2023 | N/A | 37.9105 | -87.9231 | united states
centerpoint energy inc | 265.2 | subcritical | retired | 1986 | 2023 | N/A | 37.9105 | -87.9231 | united states
ace cogeneration co | 116 | subcritical | retired | 1990 | 2014 | N/A | 35.7655 | -117.3782 | united states
greenidge generation holdings llc | 50 | subcritical | retired | 1950 | 2009 | N/A | 42.6791 | -76.9486 | united states
greenidge generation holdings llc | 115 | subcritical | retired | 1953 | 2011 | N/A | 42.6791 | -76.9486 | united states
aes hawaii llc | 203 | subcritical | retired | 1992 | 2022 | N/A | 21.3031 | -158.108 | united states
aes hickling llc | 37.5 | subcritical | retired | 1948 | 2008 | N/A | 42.1226 | -76.9824 | united states
aes hickling llc | 49 | subcritical | retired | 1952 | 2008 | N/A | 42.1226 | -76.9824 | united states
aes jennison llc | 37.5 | subcritical | retired | 1945 | 2008 | N/A | 42.2769 | -75.4792 | united states
aes jennison llc | 37.5 | subcritical | retired | 1950 | 2008 | N/A | 42.2769 | -75.4792 | united states
aes corp | 255 | subcritical | operating | 2002 | N/A | 2028 | 17.9456 | -66.1494 | united states
aes corp | 255 | subcritical | operating | 2002 | N/A | 2028 | 17.9456 | -66.1494 | united states
aes thames llc | 213.9 | subcritical | retired | 1989 | 2011 | N/A | 41.4347 | -72.0974 | united states
aes wr lp | 229 | subcritical | retired | 1999 | 2024 | N/A | 39.5956 | -78.7454 | united states
aes westover llc | 43.8 | subcritical | retired | 1943 | 2009 | N/A | 42.1117 | -75.9747 | united states
aes westover llc | 75 | subcritical | retired | 1951 | 2012 | N/A | 42.1114 | -75.9741 | united states
monongahela power co | 69 | subcritical | retired | 1952 | 2012 | N/A | 39.4867 | -79.6374 | united states
monongahela power co | 69 | subcritical | retired | 1952 | 2012 | N/A | 39.4867 | -79.6374 | united states
monongahela power co | 140.3 | subcritical | retired | 1954 | 2012 | N/A | 39.4867 | -79.6374 | united states
tennessee valley authority | 330 | subcritical | retired | 1959 | 2018 | N/A | 35.0742 | -90.1487 | united states
tennessee valley authority | 330 | subcritical | retired | 1959 | 2018 | N/A | 35.0742 | -90.1487 | united states
tennessee valley authority | 330 | subcritical | retired | 1959 | 2018 | N/A | 35.0742 | -90.1487 | united states
xcel energy inc | 598.4 | supercritical | operating | 1958 | N/A | 2028 | 45.0324 | -92.7788 | united states
dairyland power cooperative | 54.4 | subcritical | retired | 1957 | 2014 | N/A | 44.3023 | -91.9126 | united states
dairyland power cooperative | 81.6 | subcritical | retired | 1959 | 2014 | N/A | 44.3023 | -91.9126 | united states
virginia electric and power co | 71 | subcritical | retired | 1992 | 2013 | N/A | 37.1185 | -79.273 | united states
city of ames - (ia) | 37.5 | subcritical | retired | 1968 | 2016 | N/A | 42.0254 | -93.6079 | united states
city of ames - (ia) | 71.3 | subcritical | retired | 1982 | 2016 | N/A | 42.0254 | -93.6079 | united states
appalachian power co | 816.3 | supercritical | operating | 1971 | N/A | 2040 | 38.4737 | -81.8249 | united states
appalachian power co | 816.3 | supercritical | operating | 1972 | N/A | 2040 | 38.4737 | -81.8249 | united states
appalachian power co | 1300 | supercritical | operating | 1973 | N/A | 2040 | 38.4737 | -81.8249 | united states
basin electric power cooperative | 434.9 | subcritical | operating | 1984 | N/A | N/A | 47.3706 | -101.8358 | united states
basin electric power cooperative | 434.9 | subcritical | operating | 1986 | N/A | N/A | 47.3706 | -101.8358 | united states
arizona electric power cooperative inc | 204 | subcritical | retired | 1979 | 2018 | N/A | 32.0619 | -109.8947 | united states
arizona electric power cooperative inc | 204 | subcritical | operating | 1979 | N/A | 2027 | 32.0619 | -109.8947 | united states
public service company of colorado | 44 | subcritical | retired | 1950 | 2002 | N/A | 39.6701 | -105.0033 | united states
public service company of colorado | 44 | subcritical | retired | 1951 | 2002 | N/A | 39.6701 | -105.0033 | united states
public service company of colorado | 40 | subcritical | retired | 1951 | 2013 | N/A | 39.6701 | -105.0033 | united states
public service company of colorado | 112.5 | subcritical | retired | 1955 | 2013 | N/A | 39.6701 | -105.0033 | united states
archer-daniels-midland co | 31 | subcritical | operating | 1988 | N/A | N/A | 41.9247 | -91.6864 | united states
archer-daniels-midland co | 31 | subcritical | operating | 1988 | N/A | N/A | 41.9247 | -91.6864 | united states
archer-daniels-midland co | 31 | subcritical | operating | 1988 | N/A | N/A | 41.9247 | -91.6864 | united states
archer-daniels-midland co | 31 | subcritical | operating | 1988 | N/A | N/A | 41.9247 | -91.6864 | united states
archer-daniels-midland co | 31 | subcritical | operating | 1995 | N/A | N/A | 41.9247 | -91.6864 | united states
archer-daniels-midland co | 101.1 | subcritical | operating | 2000 | N/A | N/A | 41.9247 | -91.6864 | united states
archer-daniels-midland co | 75 | subcritical | operating | 2009 | N/A | N/A | 41.8209 | -90.2095 | united states
archer-daniels-midland co | 105 | subcritical | operating | 2009 | N/A | N/A | 41.8209 | -90.2095 | united states
archer-daniels-midland co | 31 | subcritical | operating | 1987 | N/A | N/A | 39.87 | -88.891 | united states
archer-daniels-midland co | 31 | subcritical | operating | 1987 | N/A | N/A | 39.87 | -88.891 | united states
archer-daniels-midland co | 31 | subcritical | operating | 1987 | N/A | N/A | 39.87 | -88.891 | united states
archer-daniels-midland co | 31 | subcritical | operating | 1987 | N/A | N/A | 39.87 | -88.891 | united states
archer-daniels-midland co | 31 | subcritical | operating | 1994 | N/A | N/A | 39.87 | -88.891 | united states
archer-daniels-midland co | 75 | subcritical | operating | 1997 | N/A | N/A | 39.87 | -88.891 | united states
archer-daniels-midland co | 105 | subcritical | operating | 2005 | N/A | N/A | 39.87 | -88.891 | united states
georgia power co | 46 | subcritical | retired | 1941 | 2002 | N/A | 32.925 | -83.71 | united states
georgia power co | 46 | subcritical | retired | 1942 | 2002 | N/A | 32.925 | -83.71 | united states
georgia power co | 40.3 | subcritical | retired | 1943 | 2002 | N/A | 32.925 | -83.71 | united states
georgia power co | 49 | subcritical | retired | 1948 | 2002 | N/A | 32.925 | -83.71 | united states
firstenergy solutions corp | 163.2 | subcritical | retired | 1958 | 2012 | N/A | 40.9294 | -79.4671 | united states
firstenergy solutions corp | 163.2 | subcritical | retired | 1959 | 2012 | N/A | 40.9294 | -79.4671 | united states
empire district electric co | 212.8 | subcritical | retired | 1970 | 2020 | N/A | 37.3613 | -94.5887 | united states
duke energy progress llc | 206.6 | subcritical | retired | 1964 | 2020 | N/A | 35.4706 | -82.5435 | united states
duke energy progress llc | 207 | subcritical | retired | 1971 | 2020 | N/A | 35.4706 | -82.5435 | united states
firstenergy generation corp | 256 | subcritical | retired | 1958 | 2015 | N/A | 41.9092 | -80.7698 | united states
firstenergy generation corp | 46 | subcritical | retired | 1953 | 2002 | N/A | 41.9092 | -80.7698 | united states
firstenergy generation corp | 46 | subcritical | retired | 1953 | 2002 | N/A | 41.9092 | -80.7698 | united states
firstenergy generation corp | 46 | subcritical | retired | 1972 | 2002 | N/A | 41.9092 | -80.7698 | united states
firstenergy generation corp | 46 | subcritical | retired | 1972 | 2002 | N/A | 41.9092 | -80.7698 | united states
nrg power midwest lp | 86 | supercritical | retired | 1949 | 2016 | N/A | 41.5045 | -82.0548 | united states
nrg power midwest lp | 680 | supercritical | retired | 1970 | 2022 | N/A | 41.5045 | -82.0548 | united states
northern indiana public service co llc | 190 | subcritical | retired | 1962 | 2018 | N/A | 41.644 | -87.123 | united states
northern indiana public service co llc | 413 | supercritical | retired | 1968 | 2018 | N/A | 41.644 | -87.123 | united states
dynegy midwest generation inc | 625.1 | subcritical | operating | 1970 | N/A | 2025 | 38.2045 | -89.856 | united states
dynegy midwest generation inc | 634.5 | subcritical | operating | 1973 | N/A | 2025 | 38.2045 | -89.856 | united states
dynegy midwest generation inc | 634.5 | subcritical | retired | 1975 | 2019 | N/A | 38.2045 | -89.856 | united states
alabama power co | 153.1 | subcritical | retired | 1954 | 2015 | N/A | 31.0066 | -88.0088 | united states
alabama power co | 153.1 | subcritical | retired | 1954 | 2015 | N/A | 31.0066 | -88.0088 | united states
alabama power co | 272 | subcritical | retired | 1959 | 2015 | N/A | 31.0066 | -88.0088 | united states
alabama power co | 403.7 | subcritical | retired | 1969 | 2022 | N/A | 31.0066 | -88.0088 | united states
alabama power co | 788.8 | supercritical | operating | 1971 | N/A | 2028 | 31.0066 | -88.0088 | united states
orca acquisitions llc | 140.6 | subcritical | retired | 1955 | 2000 | N/A | 41.6925 | -83.4378 | united states
orca acquisitions llc | 140.6 | subcritical | retired | 1959 | 2012 | N/A | 41.6925 | -83.4378 | united states
orca acquisitions llc | 140.6 | subcritical | retired | 1963 | 2012 | N/A | 41.6925 | -83.4378 | united states
orca acquisitions llc | 217.6 | subcritical | retired | 1968 | 2012 | N/A | 41.6925 | -83.4378 | united states
tampa electric co | 125 | subcritical | retired | 1957 | 2004 | N/A | 27.9072 | -82.4231 | united states
tampa electric co | 125 | subcritical | retired | 1958 | 2004 | N/A | 27.9072 | -82.4231 | united states
tampa electric co | 179.5 | subcritical | retired | 1960 | 2003 | N/A | 27.9072 | -82.4231 | united states
tampa electric co | 187.5 | subcritical | retired | 1963 | 2003 | N/A | 27.9072 | -82.4231 | united states
tampa electric co | 239.4 | subcritical | retired | 1965 | 2003 | N/A | 27.9072 | -82.4231 | united states
tampa electric co | 445.5 | subcritical | retired | 1967 | 2003 | N/A | 27.9072 | -82.4231 | united states
aes corp | 35 | subcritical | retired | 1987 | 2015 | N/A | 40.6675 | -80.3463 | united states
aes corp | 114 | subcritical | retired | 1987 | 2015 | N/A | 40.6675 | -80.3463 | united states
duke energy ohio inc | 115 | subcritical | retired | 1952 | 2012 | N/A | 38.9912 | -84.2982 | united states
duke energy ohio inc | 112.5 | subcritical | retired | 1953 | 2013 | N/A | 38.9912 | -84.2982 | united states
duke energy ohio inc | 125 | subcritical | retired | 1954 | 2013 | N/A | 38.9912 | -84.2982 | united states
duke energy ohio inc | 163.2 | subcritical | retired | 1958 | 2014 | N/A | 38.9912 | -84.2982 | united states
duke energy ohio inc | 244.8 | subcritical | retired | 1962 | 2014 | N/A | 38.9912 | -84.2982 | united states
columbus southern power co | 55.296 | subcritical | retired | 1969 | 2014 | N/A | 38.9912 | -84.2982 | united states
duke energy ohio inc | 170.496 | subcritical | retired | 1969 | 2014 | N/A | 38.9912 | -84.2982 | united states
aes ohio llc | 230.4 | subcritical | retired | 1969 | 2014 | N/A | 38.9912 | -84.2982 | united states
robinson power co llc | 250 | subcritical | cancelled | 2011 | N/A | N/A | 40.4624 | -80.1266 | united states
duke energy carolinas llc | 1080 | supercritical | operating | 1974 | N/A | 2035 | 36.2825 | -80.0585 | united states
duke energy carolinas llc | 1080 | supercritical | operating | 1975 | N/A | 2035 | 36.2825 | -80.0585 | united states
sky energy | 600 | unknown | cancelled | 2011 | N/A | N/A | 36.7569 | -83.6977 | united states
michigan public power agency | 125.55 | subcritical | operating | 1984 | N/A | 2025 | 42.7753 | -82.4943 | united states
dte electric co | 564.975 | subcritical | operating | 1984 | N/A | 2025 | 42.7753 | -82.4943 | united states
dte electric co | 564.975 | subcritical | operating | 1985 | N/A | 2026 | 42.7753 | -82.4943 | united states
michigan public power agency | 125.55 | subcritical | operating | 1985 | N/A | 2026 | 42.7753 | -82.4943 | united states
power4georgians llc | 850 | supercritical | cancelled | 2012 | N/A | N/A | 31.7221 | -83.2497 | united states
tampa electric co | 445.5 | subcritical | retired | 1970 | 2022 | N/A | 27.7943 | -82.4032 | united states
tampa electric co | 445.5 | subcritical | retired | 1973 | 2021 | N/A | 27.7943 | -82.4032 | united states
tampa electric co | 445.5 | subcritical | retired | 1976 | 2023 | N/A | 27.7943 | -82.4032 | united states
tampa electric co | 486 | subcritical | operating | 1985 | N/A | 2045 | 27.7943 | -82.4032 | united states
luminant generation company llc | 593.4 | supercritical | retired | 1971 | 2018 | N/A | 31.8206 | -96.0552 | united states
luminant generation company llc | 593.4 | supercritical | retired | 1972 | 2018 | N/A | 31.8206 | -96.0552 | united states
louisiana generating llc | 230 | supercritical | cancelled | 2011 | N/A | N/A | 30.6934 | -91.452 | united states
louisiana generating llc | 657.9 | subcritical | operating | 1981 | N/A | 2025 | 30.7281 | -91.3698 | united states
louisiana generating llc | 626 | subcritical | retired | 1982 | 2015 | N/A | 30.7281 | -91.3698 | united states
louisiana generating llc | 359.02 | subcritical | operating | 1983 | N/A | 2025 | 30.7281 | -91.3698 | united states
entergy louisiana llc | 148.56 | subcritical | operating | 1983 | N/A | 2025 | 30.7281 | -91.3698 | united states
entergy texas inc | 105.23 | subcritical | operating | 1983 | N/A | 2025 | 30.7281 | -91.3698 | united states
kentucky power co | 280.5 | subcritical | retired | 1963 | 2016 | N/A | 38.1711 | -82.6185 | united states
kentucky power co | 816.3 | supercritical | retired | 1969 | 2015 | N/A | 38.1711 | -82.6185 | united states
otter tail power co | 241.68 | subcritical | operating | 1975 | N/A | N/A | 45.3046 | -96.511 | united states
montana-dakota utilities co | 100.32 | subcritical | operating | 1975 | N/A | N/A | 45.3046 | -96.511 | united states
northwestern energy group inc | 104.88 | subcritical | operating | 1975 | N/A | N/A | 45.3046 | -96.511 | united states
birchwood power partners lp | 258 | subcritical | retired | 1996 | 2021 | N/A | 38.2664 | -77.314 | united states
xcel energy inc | 81 | subcritical | retired | 1952 | 2002 | N/A | 44.8107 | -93.2491 | united states
xcel energy inc | 113.6 | subcritical | retired | 1955 | 2015 | N/A | 44.8107 | -93.2491 | united states
xcel energy inc | 163.2 | subcritical | retired | 1960 | 2015 | N/A | 44.8107 | -93.2491 | united states
black river generation llc | 55.5 | subcritical | retired | 1989 | 2013 | N/A | 44.0367 | -75.7715 | united states
black stallion energy center llc | 660 | unknown | cancelled | N/A | N/A | N/A | 37.515 | -83.2643 | united states
madison gas & electric co | 35 | subcritical | retired | 1953 | 2011 | N/A | 43.0792 | -89.3753 | united states
madison gas & electric co | 50 | subcritical | retired | 1957 | 2010 | N/A | 43.0792 | -89.3753 | united states
madison gas & electric co | 50 | subcritical | retired | 1961 | 2010 | N/A | 43.0792 | -89.3753 | united states
city of independence - (mo) | 65 | subcritical | retired | 1965 | 2015 | N/A | 39.0927 | -94.3248 | united states
portland general electric co | 577.98 | subcritical | retired | 1980 | 2020 | N/A | 45.6936 | -119.8058 | united states
idaho power co | 64.22 | subcritical | retired | 1980 | 2020 | N/A | 45.6936 | -119.8058 | united states
deseret generation and transmission cooperative | 110 | CFB | cancelled | 2010 | N/A | N/A | 40.4543 | -109.5356 | united states
deseret generation and transmission cooperative | 479.52 | subcritical | operating | 1986 | N/A | 2030 | 40.0864 | -109.2854 | united states
unknown | 14.985 | subcritical | operating | 1986 | N/A | 2030 | 40.0864 | -109.2854 | united states
allete inc | 75 | subcritical | retired | 1958 | 2018 | N/A | 47.2621 | -93.653 | united states
allete inc | 75 | subcritical | retired | 1960 | 2018 | N/A | 47.2621 | -93.653 | united states
allete inc | 364.5 | subcritical | operating | 1973 | N/A | 2029 | 47.2621 | -93.653 | united states
wppi energy | 111.6 | subcritical | operating | 1980 | N/A | 2035 | 47.2621 | -93.653 | united states
allete inc | 446.4 | subcritical | operating | 1980 | N/A | 2035 | 47.2621 | -93.653 | united states
lafayette utilities system | 279 | subcritical | operating | 1982 | N/A | 2028 | 31.3976 | -92.719 | united states
louisiana energy & power authority | 111.6 | subcritical | operating | 1982 | N/A | 2028 | 31.3976 | -92.719 | united states
cleco power llc | 167.4 | subcritical | operating | 1982 | N/A | 2028 | 31.3976 | -92.719 | united states
cleco power llc | 704 | CFB | operating | 2010 | N/A | N/A | 31.3969 | -92.7191 | united states
brandon shores llc | 685 | subcritical | operating | 1984 | N/A | 2025 | 39.1798 | -76.5363 | united states
brandon shores llc | 685 | subcritical | operating | 1991 | N/A | 2025 | 39.1798 | -76.5363 | united states
dynegy energy inc | 241 | subcritical | retired | 1963 | 2017 | N/A | 41.7115 | -71.1928 | united states
dynegy energy inc | 241 | subcritical | retired | 1964 | 2017 | N/A | 41.7115 | -71.1928 | united states
dynegy energy inc | 642.6 | supercritical | retired | 1969 | 2017 | N/A | 41.7115 | -71.1928 | united states
virginia electric and power co | 69 | subcritical | retired | 1950 | 2014 | N/A | 37.7053 | -78.2894 | united states
virginia electric and power co | 185 | subcritical | retired | 1958 | 2014 | N/A | 37.7053 | -78.2894 | united states
generation bridge ii connecticut llc | 400 | subcritical | retired | 1968 | 2021 | N/A | 41.1707 | -73.1842 | united states
firstenergy generation corp | 913.7 | supercritical | retired | 1976 | 2019 | N/A | 40.6336 | -80.4156 | united states
firstenergy generation corp | 913.7 | supercritical | retired | 1977 | 2019 | N/A | 40.6336 | -80.4156 | united states
firstenergy generation corp | 913.7 | supercritical | retired | 1980 | 2019 | N/A | 40.6336 | -80.4156 | united states
brunner island llc | 363.3 | subcritical | operating | 1961 | N/A | 2028 | 40.0955 | -76.6963 | united states
brunner island llc | 405 | subcritical | operating | 1965 | N/A | 2028 | 40.0955 | -76.6963 | united states
brunner island llc | 790.4 | supercritical | operating | 1969 | N/A | 2028 | 40.0955 | -76.6963 | united states
duke energy carolinas llc | 80 | subcritical | retired | 1941 | 2011 | N/A | 35.7136 | -80.3765 | united states
duke energy carolinas llc | 40 | subcritical | retired | 1942 | 2011 | N/A | 35.7136 | -80.3765 | united states
duke energy carolinas llc | 125 | subcritical | retired | 1953 | 2013 | N/A | 35.7136 | -80.3765 | united states
duke energy carolinas llc | 125 | subcritical | retired | 1953 | 2013 | N/A | 35.7136 | -80.3765 | united states
tennessee valley authority | 950 | supercritical | retired | 1967 | 2023 | N/A | 36.0211 | -84.1565 | united states
firstenergy generation corp | 103.4 | subcritical | retired | 1950 | 2011 | N/A | 39.9091 | -80.7614 | united states
firstenergy generation corp | 156.2 | subcritical | retired | 1955 | 2010 | N/A | 39.9091 | -80.7614 | united states
firstenergy generation corp | 156.2 | subcritical | retired | 1955 | 2010 | N/A | 39.9091 | -80.7614 | united states
interstate power and light co | 212 | subcritical | retired | 1968 | 2021 | N/A | 40.7412 | -91.1167 | united states
orlando utilities commission | 145.52 | subcritical | retired | 1982 | 2021 | N/A | 28.0802 | -81.9226 | united states
city of lakeland - (fl) | 218.28 | subcritical | retired | 1982 | 2021 | N/A | 28.0802 | -81.9226 | united states
cambria cogen co | 98 | subcritical | retired | 1991 | 2019 | N/A | 40.4736 | -78.7014 | united states
public service company of colorado | 50 | subcritical | retired | 1960 | 2010 | N/A | 39.149 | -108.3181 | united states
consumers energy co | 265 | subcritical | operating | 1962 | N/A | 2025 | 42.9103 | -86.2007 | united states
consumers energy co | 404 | supercritical | operating | 1967 | N/A | 2025 | 42.9103 | -86.2007 | united states
consumers energy co | 810.03 | subcritical | operating | 1980 | N/A | 2025 | 42.9103 | -86.2007 | united states
unknown | 52.26 | subcritical | operating | 1980 | N/A | 2025 | 42.9103 | -86.2007 | united states
dominion energy south carolina inc | 136 | subcritical | retired | 1962 | 2012 | N/A | 33.065 | -80.6228 | united states
dominion energy south carolina inc | 136 | subcritical | retired | 1964 | 2013 | N/A | 33.065 | -80.6228 | united states
dominion energy south carolina inc | 217.6 | subcritical | retired | 1967 | 2013 | N/A | 33.065 | -80.6228 | united states
louisville gas & electric co | 163.2 | subcritical | retired | 1962 | 2015 | N/A | 38.1833 | -85.8888 | united states
louisville gas & electric co | 209.4 | subcritical | retired | 1966 | 2015 | N/A | 38.1833 | -85.8888 | united states
louisville gas & electric co | 272 | subcritical | retired | 1969 | 2015 | N/A | 38.1833 | -85.8888 | united states
duke energy progress llc | 140.6 | subcritical | retired | 1956 | 2012 | N/A | 35.5948 | -79.0496 | united states
duke energy progress llc | 187.9 | subcritical | retired | 1958 | 2012 | N/A | 35.5948 | -79.0496 | united states
pacificorp | 75 | subcritical | retired | 1954 | 2015 | N/A | 39.7271 | -110.8645 | united states
pacificorp | 113.6 | subcritical | retired | 1957 | 2015 | N/A | 39.7271 | -110.8645 | united states
buckeye power inc | 615.2 | supercritical | operating | 1967 | N/A | N/A | 40.253 | -80.6468 | united states
buckeye power inc | 615.2 | supercritical | operating | 1967 | N/A | N/A | 40.253 | -80.6468 | united states
buckeye power inc | 650 | supercritical | operating | 1977 | N/A | 2028 | 40.253 | -80.6468 | united states
erora group llc | 770 | IGCC | cancelled | N/A | N/A | N/A | 37.8417 | -87.5864 | united states
duke energy indiana llc | 531 | subcritical | operating | 1970 | N/A | 2028 | 39.9233 | -87.4274 | united states
duke energy indiana llc | 531 | subcritical | operating | 1972 | N/A | 2028 | 39.9233 | -87.4274 | united states
riesling power llc | 160 | subcritical | retired | 1955 | 2019 | N/A | 42.6025 | -76.636 | united states
riesling power llc | 167.2 | subcritical | retired | 1958 | 2019 | N/A | 42.6025 | -76.636 | united states
florida power & light co | 291.6 | subcritical | retired | 1994 | 2016 | N/A | 30.4221 | -81.6078 | united states
southwestern public service co | 37 | subcritical | retired | 1979 | 2010 | N/A | 30.0336 | -95.2611 | united states
florida power development llc | 125 | subcritical | retired | 1988 | 2014 | N/A | 28.5834 | -82.4319 | united states
transalta centralia generation llc | 730 | subcritical | retired | 1972 | 2020 | N/A | 46.7559 | -122.8572 | united states
transalta centralia generation llc | 730 | subcritical | operating | 1973 | N/A | 2025 | 46.7559 | -122.8572 | united states
chalk point steam llc | 364 | supercritical | retired | 1964 | 2021 | N/A | 38.5439 | -76.686 | united states
chalk point steam llc | 364 | supercritical | retired | 1965 | 2021 | N/A | 38.5439 | -76.686 | united states
chambers cogeneration lp | 285 | subcritical | retired | 1993 | 2022 | N/A | 39.693 | -75.4862 | united states
central electric power cooperative inc | 44 | subcritical | retired | 1960 | 2013 | N/A | 38.6838 | -91.7569 | united states
powersouth energy cooperative | 66 | subcritical | retired | 1969 | 2020 | N/A | 31.4887 | -87.9102 | united states
powersouth energy cooperative | 236 | subcritical | retired | 1978 | 2020 | N/A | 31.4887 | -87.9102 | united states
powersouth energy cooperative | 236 | subcritical | retired | 1980 | 2020 | N/A | 31.4887 | -87.9102 | united states
public service company of colorado | 125 | subcritical | retired | 1957 | 2012 | N/A | 39.8072 | -104.9647 | united states
public service company of colorado | 125 | subcritical | retired | 1959 | 2011 | N/A | 39.8072 | -104.9647 | united states
public service company of colorado | 170 | subcritical | retired | 1962 | 2015 | N/A | 39.8072 | -104.9647 | united states
public service company of colorado | 381 | subcritical | retired | 1968 | 2017 | N/A | 39.8072 | -104.9647 | united states
virginia electric and power co | 113 | subcritical | retired | 1953 | 2015 | N/A | 36.7709 | -76.301 | united states
virginia electric and power co | 113 | subcritical | retired | 1954 | 2015 | N/A | 36.7709 | -76.301 | united states
virginia electric and power co | 185 | subcritical | retired | 1959 | 2015 | N/A | 36.7709 | -76.301 | united states
virginia electric and power co | 239 | subcritical | retired | 1962 | 2015 | N/A | 36.7709 | -76.301 | united states
virginia electric and power co | 112.5 | subcritical | retired | 1952 | 2019 | N/A | 37.3832 | -77.3821 | united states
virginia electric and power co | 187.5 | subcritical | retired | 1960 | 2019 | N/A | 37.3832 | -77.3821 | united states
virginia electric and power co | 359 | subcritical | retired | 1964 | 2023 | N/A | 37.3832 | -77.3821 | united states
virginia electric and power co | 693.9 | subcritical | retired | 1969 | 2023 | N/A | 37.3832 | -77.3821 | united states
nrg power midwest lp | 637 | subcritical | retired | 1970 | 2022 | N/A | 40.5387 | -79.7912 | united states
glatfelter corp | 31 | subcritical | retired | 1967 | 2014 | N/A | 39.322 | -82.9747 | united states
arizona public service co | 113.6 | subcritical | operating | 1962 | N/A | 2025 | 34.9409 | -110.3004 | united states
arizona public service co | 288.9 | subcritical | retired | 1978 | 2015 | N/A | 34.9409 | -110.3004 | united states
arizona public service co | 312.3 | subcritical | operating | 1980 | N/A | 2025 | 34.9409 | -110.3004 | united states
pacificorp | 414 | subcritical | retired | 1981 | 2020 | N/A | 34.9409 | -110.3004 | united states
indiana-kentucky electric corp | 217.3 | subcritical | operating | 1955 | N/A | N/A | 38.7384 | -85.4191 | united states
indiana-kentucky electric corp | 217.3 | subcritical | operating | 1955 | N/A | N/A | 38.7384 | -85.4191 | united states
indiana-kentucky electric corp | 217.3 | subcritical | operating | 1955 | N/A | N/A | 38.7384 | -85.4191 | united states
indiana-kentucky electric corp | 217.3 | subcritical | operating | 1955 | N/A | N/A | 38.7384 | -85.4191 | united states
indiana-kentucky electric corp | 217.3 | subcritical | operating | 1955 | N/A | N/A | 38.7384 | -85.4191 | united states
indiana-kentucky electric corp | 217.3 | subcritical | operating | 1956 | N/A | N/A | 38.7384 | -85.4191 | united states
appalachian power co | 237.5 | subcritical | retired | 1958 | 2016 | N/A | 36.9334 | -82.1993 | united states
appalachian power co | 237.5 | subcritical | retired | 1958 | 2016 | N/A | 36.9334 | -82.1993 | united states
appalachian power co | 237.5 | subcritical | retired | 1961 | 2015 | N/A | 36.9334 | -82.1993 | united states
old dominion electric cooperative | 212 | subcritical | operating | 1995 | N/A | N/A | 36.8695 | -78.7044 | united states
virginia electric and power co | 212 | subcritical | operating | 1995 | N/A | N/A | 36.8695 | -78.7044 | united states
old dominion electric cooperative | 212 | subcritical | operating | 1996 | N/A | N/A | 36.8695 | -78.7044 | united states
virginia electric and power co | 212 | subcritical | operating | 1996 | N/A | N/A | 36.8695 | -78.7044 | united states
rainbow energy center llc | 605 | subcritical | operating | 1979 | N/A | N/A | 47.3785 | -101.157 | united states
rainbow energy center llc | 605 | subcritical | operating | 1980 | N/A | N/A | 47.3785 | -101.157 | united states
consumers energy co | 156 | subcritical | retired | 1956 | 2016 | N/A | 43.2542 | -86.2402 | united states
consumers energy co | 156 | subcritical | retired | 1957 | 2016 | N/A | 43.2542 | -86.2402 | united states
illinois power generating co | 389 | subcritical | retired | 1965 | 2019 | N/A | 39.0584 | -89.4037 | united states
illinois power generating co | 616.5 | subcritical | retired | 1972 | 2019 | N/A | 39.0584 | -89.4037 | united states
portsmouth genco llc | 57 | subcritical | retired | 1988 | 2015 | N/A | 36.8702 | -76.3523 | united states
portsmouth genco llc | 57 | subcritical | retired | 1988 | 2015 | N/A | 36.8702 | -76.3523 | united states
tennessee valley authority | 200 | subcritical | retired | 1955 | 2016 | N/A | 34.7442 | -87.8485 | united states
tennessee valley authority | 200 | subcritical | retired | 1955 | 2016 | N/A | 34.7442 | -87.8485 | united states
tennessee valley authority | 200 | subcritical | retired | 1955 | 2016 | N/A | 34.7442 | -87.8485 | united states
tennessee valley authority | 200 | subcritical | retired | 1955 | 2016 | N/A | 34.7442 | -87.8485 | united states
tennessee valley authority | 550 | subcritical | retired | 1965 | 2015 | N/A | 34.7442 | -87.8485 | united states
big rivers electric corp | 205 | unknown | retired | 1969 | 2017 | N/A | 37.9625 | -86.7917 | united states
big rivers electric corp | 205 | unknown | retired | 1970 | 2017 | N/A | 37.9625 | -86.7917 | united states
big rivers electric corp | 192 | unknown | retired | 1971 | 2017 | N/A | 37.9625 | -86.7917 | united states
south texas electric cooperative inc | 325 | ultra-supercritical | cancelled | 2013 | N/A | N/A | 28.8296 | -96.9758 | united states
engie energy international | 325 | ultra-supercritical | cancelled | 2013 | N/A | N/A | 28.8296 | -96.9758 | united states
luminant generation company llc | 600 | subcritical | operating | 1980 | N/A | 2027 | 28.7128 | -97.2144 | united states
puget sound energy inc | 179.2 | subcritical | retired | 1975 | 2020 | N/A | 45.8824 | -106.6128 | united states
talen montana llc | 179.2 | subcritical | retired | 1975 | 2020 | N/A | 45.8824 | -106.6128 | united states
puget sound energy inc | 179.2 | subcritical | retired | 1976 | 2020 | N/A | 45.8824 | -106.6128 | united states
talen montana llc | 179.2 | subcritical | retired | 1976 | 2020 | N/A | 45.8824 | -106.6128 | united states
portland general electric co | 155.6 | subcritical | operating | 1984 | N/A | 2030 | 45.8824 | -106.6128 | united states
avista corp | 116.7 | subcritical | operating | 1984 | N/A | 2030 | 45.8824 | -106.6128 | united states
puget sound energy inc | 194.5 | subcritical | operating | 1984 | N/A | 2030 | 45.8824 | -106.6128 | united states
pacificorp | 77.8 | subcritical | operating | 1984 | N/A | 2030 | 45.8824 | -106.6128 | united states
talen montana llc | 233.4 | subcritical | operating | 1984 | N/A | 2030 | 45.8824 | -106.6128 | united states
avista corp | 116.7 | subcritical | operating | 1986 | N/A | 2030 | 45.8824 | -106.6128 | united states
pacificorp | 77.8 | subcritical | operating | 1986 | N/A | 2030 | 45.8824 | -106.6128 | united states
portland general electric co | 155.6 | subcritical | operating | 1986 | N/A | 2030 | 45.8824 | -106.6128 | united states
puget sound energy inc | 194.5 | subcritical | operating | 1986 | N/A | 2030 | 45.8824 | -106.6128 | united states
northwestern corp | 233.4 | subcritical | operating | 1986 | N/A | 2030 | 45.8824 | -106.6128 | united states
wisconsin public service corp | 150.12 | subcritical | operating | 1975 | N/A | 2029 | 43.486 | -89.4208 | united states
wisconsin power and light co | 294.68 | subcritical | operating | 1975 | N/A | 2029 | 43.486 | -89.4208 | united states
madison gas & electric co | 105.64 | subcritical | operating | 1975 | N/A | 2029 | 43.486 | -89.4208 | united states
wisconsin power and light co | 294.68 | subcritical | operating | 1978 | N/A | 2029 | 43.486 | -89.4208 | united states
madison gas & electric co | 105.64 | subcritical | operating | 1978 | N/A | 2029 | 43.486 | -89.4208 | united states
wisconsin public service corp | 150.12 | subcritical | operating | 1978 | N/A | 2029 | 43.486 | -89.4208 | united states
archer-daniels-midland co | 71.4 | subcritical | operating | 2010 | N/A | N/A | 41.4328 | -97.3586 | united states
inter-power/ahlcon partners lp | 118 | subcritical | operating | 1995 | N/A | N/A | 40.5505 | -78.7989 | united states
public service company of colorado | 382.5 | subcritical | retired | 1973 | 2022 | N/A | 38.2076 | -104.5763 | united states
public service company of colorado | 396 | subcritical | operating | 1975 | N/A | 2025 | 38.2076 | -104.5763 | united states
public service company of colorado | 565.488 | supercritical | operating | 2010 | N/A | 2030 | 38.2085 | -104.5753 | united states
holy cross electric association inc | 68.544 | supercritical | operating | 2010 | N/A | 2030 | 38.2085 | -104.5753 | united states
core electric cooperative | 214.2 | supercritical | operating | 2010 | N/A | 2030 | 38.2085 | -104.5753 | united states
montour llc | 205.92 | supercritical | operating | 1970 | N/A | 2028 | 40.3832 | -79.0611 | united states
chief conemaugh power ii llc | 205.92 | supercritical | operating | 1970 | N/A | 2028 | 40.3832 | -79.0611 | united states
conemaugh power pass-through holders llc | 149.76 | supercritical | operating | 1970 | N/A | 2028 | 40.3832 | -79.0611 | united states
unknown | 28.08 | supercritical | operating | 1970 | N/A | 2028 | 40.3832 | -79.0611 | united states
chief conemaugh power llc | 327.6 | supercritical | operating | 1970 | N/A | 2028 | 40.3832 | -79.0611 | united states
chief conemaugh power llc | 327.6 | supercritical | operating | 1971 | N/A | 2028 | 40.3832 | -79.0611 | united states
unknown | 28.08 | supercritical | operating | 1971 | N/A | 2028 | 40.3832 | -79.0611 | united states
chief conemaugh power ii llc | 205.92 | supercritical | operating | 1971 | N/A | 2028 | 40.3832 | -79.0611 | united states
conemaugh power pass-through holders llc | 149.76 | supercritical | operating | 1971 | N/A | 2028 | 40.3832 | -79.0611 | united states
montour llc | 205.92 | supercritical | operating | 1971 | N/A | 2028 | 40.3832 | -79.0611 | united states
aep generation resources | 148 | subcritical | retired | 1959 | 2005 | N/A | 40.1855 | -81.8801 | united states
aep generation resources | 136 | subcritical | retired | 1957 | 2005 | N/A | 40.1855 | -81.8801 | united states
aep generation resources | 161.5 | subcritical | retired | 1962 | 2012 | N/A | 40.1855 | -81.8801 | united states
aep generation resources | 841.5 | supercritical | retired | 1973 | 2020 | N/A | 40.1855 | -81.8801 | united states
aep generation resources | 443.9 | subcritical | retired | 1976 | 2019 | N/A | 40.1855 | -81.8801 | united states
aep generation resources | 443.9 | subcritical | retired | 1978 | 2019 | N/A | 40.1855 | -81.8801 | united states
consol energy inc | 400 | supercritical | announced | 2028 | N/A | N/A | 39.974 | -80.377 | united states
east kentucky power cooperative inc | 113.6 | subcritical | operating | 1965 | N/A | N/A | 36.9977 | -84.5922 | united states
east kentucky power cooperative inc | 230.4 | subcritical | operating | 1969 | N/A | N/A | 36.9977 | -84.5922 | united states
dominion energy south carolina inc | 417.3 | subcritical | operating | 1996 | N/A | 2031 | 33.3648 | -81.0321 | united states
talen montana llc | 172.8 | subcritical | retired | 1968 | 2015 | N/A | 45.7752 | -108.4813 | united states
salt river project | 410.9 | subcritical | operating | 1979 | N/A | 2032 | 34.5778 | -109.2725 | united states
salt river project | 410.9 | subcritical | operating | 1980 | N/A | 2032 | 34.5778 | -109.2725 | united states
otter tail power co | 157.5 | subcritical | operating | 1981 | N/A | N/A | 47.2212 | -101.8149 | united states
northwestern energy group inc | 45 | subcritical | operating | 1981 | N/A | N/A | 47.2212 | -101.8149 | united states
montana-dakota utilities co | 112.5 | subcritical | operating | 1981 | N/A | N/A | 47.2212 | -101.8149 | united states
minnkota power cooperative inc | 135 | subcritical | operating | 1981 | N/A | N/A | 47.2212 | -101.8149 | united states
public service company of colorado | 40.176 | subcritical | operating | 1980 | N/A | 2025 | 40.4627 | -107.5912 | united states
pacificorp | 84.816 | subcritical | operating | 1980 | N/A | 2025 | 40.4627 | -107.5912 | united states
platte river power authority | 80.352 | subcritical | operating | 1980 | N/A | 2025 | 40.4627 | -107.5912 | united states
tri-state generation and transmission association inc | 107.136 | subcritical | operating | 1980 | N/A | 2025 | 40.4627 | -107.5912 | united states
salt river project | 129.456 | subcritical | operating | 1980 | N/A | 2025 | 40.4627 | -107.5912 | united states
salt river project | 129.456 | subcritical | operating | 1979 | N/A | 2028 | 40.4627 | -107.5912 | united states
tri-state generation and transmission association inc | 107.136 | subcritical | operating | 1979 | N/A | 2028 | 40.4627 | -107.5912 | united states
pacificorp | 84.816 | subcritical | operating | 1979 | N/A | 2028 | 40.4627 | -107.5912 | united states
public service company of colorado | 40.176 | subcritical | operating | 1979 | N/A | 2028 | 40.4627 | -107.5912 | united states
platte river power authority | 80.352 | subcritical | operating | 1979 | N/A | 2028 | 40.4627 | -107.5912 | united states
tri-state generation and transmission association inc | 534.8 | subcritical | operating | 1984 | N/A | 2028 | 40.4627 | -107.5912 | united states
c.p. crane llc | 190.4 | subcritical | retired | 1961 | 2018 | N/A | 39.3236 | -76.3651 | united states
c.p. crane llc | 209.4 | subcritical | retired | 1963 | 2018 | N/A | 39.3236 | -76.3651 | united states
midwest generations eme llc | 239 | subcritical | retired | 1958 | 2012 | N/A | 41.8288 | -87.7232 | united states
midwest generations eme llc | 358 | subcritical | retired | 1961 | 2012 | N/A | 41.8288 | -87.7232 | united states
exelon power corp | 188 | subcritical | retired | 1954 | 2011 | N/A | 40.152 | -75.5289 | united states
santee cooper | 556.2 | subcritical | operating | 1984 | N/A | N/A | 33.37 | -80.1128 | united states
santee cooper | 590.9 | subcritical | operating | 1995 | N/A | N/A | 33.37 | -80.1128 | united states
santee cooper | 591 | subcritical | operating | 2007 | N/A | N/A | 33.37 | -80.1128 | united states
santee cooper | 652 | subcritical | operating | 2008 | N/A | N/A | 33.37 | -80.1128 | united states
westmoreland coal co | 1000 | CFB | cancelled | N/A | N/A | N/A | 45.6032 | -107.4586 | united states
crow nation | 1000 | CFB | cancelled | N/A | N/A | N/A | 45.6032 | -107.4586 | united states
duke energy florida llc | 440.5 | subcritical | retired | 1966 | 2018 | N/A | 28.957 | -82.7006 | united states
duke energy florida llc | 523.8 | subcritical | retired | 1969 | 2018 | N/A | 28.957 | -82.7006 | united states
duke energy florida llc | 739.2 | subcritical | operating | 1982 | N/A | 2034 | 28.957 | -82.7006 | united states
duke energy florida llc | 739.2 | subcritical | operating | 1984 | N/A | 2034 | 28.957 | -82.7006 | united states
tennessee valley authority | 1300 | supercritical | operating | 1973 | N/A | 2026 | 36.3899 | -87.6516 | united states
tennessee valley authority | 1300 | supercritical | operating | 1973 | N/A | 2028 | 36.3899 | -87.6516 | united states
east kentucky power cooperative inc | 81 | subcritical | retired | 1957 | 2016 | N/A | 37.8807 | -84.2617 | united states
east kentucky power cooperative inc | 81 | subcritical | retired | 1960 | 2016 | N/A | 37.8807 | -84.2617 | united states
city of springfield - (il) | 90.2 | subcritical | retired | 1968 | 2020 | N/A | 39.7545 | -89.6031 | united states
city of springfield - (il) | 90.2 | subcritical | retired | 1972 | 2020 | N/A | 39.7545 | -89.6031 | united states
city of springfield - (il) | 207.3 | subcritical | retired | 1978 | 2021 | N/A | 39.7545 | -89.6031 | united states
city of springfield - (il) | 230.1 | subcritical | operating | 2009 | N/A | N/A | 39.7545 | -89.6031 | united states
duke energy carolinas llc | 70 | subcritical | retired | 1949 | 2012 | N/A | 36.486 | -79.7211 | united states
duke energy carolinas llc | 70 | subcritical | retired | 1950 | 2012 | N/A | 36.486 | -79.7211 | united states
duke energy carolinas llc | 150 | subcritical | retired | 1955 | 2012 | N/A | 36.486 | -79.7211 | united states
mississippi power co | 250 | subcritical | retired | 1977 | 2024 | N/A | 30.5327 | -88.5571 | united states
florida power & light co | 250 | subcritical | retired | 1977 | 2024 | N/A | 30.5327 | -88.5571 | united states
florida power & light co | 250 | subcritical | operating | 1981 | N/A | 2028 | 30.5327 | -88.5571 | united states
mississippi power co | 250 | subcritical | operating | 1981 | N/A | 2028 | 30.5327 | -88.5571 | united states
danskammer energy llc | 147.1 | subcritical | retired | 1959 | 2012 | N/A | 41.5721 | -73.9662 | united states
danskammer energy llc | 239.4 | subcritical | retired | 1967 | 2012 | N/A | 41.5721 | -73.9662 | united states
pacificorp | 113.6 | subcritical | operating | 1959 | N/A | 2028 | 42.8391 | -105.7774 | united states
pacificorp | 113.6 | subcritical | operating | 1961 | N/A | 2028 | 42.8391 | -105.7774 | united states
pacificorp | 229.5 | subcritical | operating | 1964 | N/A | 2027 | 42.8391 | -105.7774 | united states
pacificorp | 360 | subcritical | operating | 1972 | N/A | 2039 | 42.8391 | -105.7774 | united states
northern indiana public service co llc | 128 | subcritical | retired | 1970 | 2010 | N/A | 41.639 | -87.4069 | united states
northern indiana public service co llc | 138 | subcritical | retired | 1956 | 2010 | N/A | 41.639 | -87.4069 | united states
northern indiana public service co llc | 128 | subcritical | retired | 1959 | 2010 | N/A | 41.639 | -87.4069 | united states
northern indiana public service co llc | 128 | subcritical | retired | 1959 | 2010 | N/A | 41.639 | -87.4069 | united states
calpine new jersey generation llc | 82 | subcritical | retired | 1958 | 2014 | N/A | 39.6822 | -75.5082 | united states
gainesville regional utilities | 250.7 | subcritical | retired | 1981 | 2021 | N/A | 29.7591 | -82.3881 | united states
desert rock energy company llc | 750 | supercritical | cancelled | N/A | N/A | N/A | 36.7659 | -108.1897 | united states
diné power authority | 750 | supercritical | cancelled | N/A | N/A | N/A | 36.7659 | -108.1897 | united states
lanyard power holdings llc | 196 | subcritical | retired | 1959 | 2020 | N/A | 39.2093 | -77.464 | united states
lanyard power holdings llc | 196 | subcritical | retired | 1960 | 2020 | N/A | 39.2093 | -77.464 | united states
lanyard power holdings llc | 196 | subcritical | retired | 1962 | 2020 | N/A | 39.2093 | -77.464 | united states
southwestern electric power co | 288.32 | subcritical | retired | 1986 | 2021 | N/A | 32.0311 | -93.5688 | united states
unknown | 21.624 | subcritical | retired | 1986 | 2021 | N/A | 32.0311 | -93.5688 | united states
northeast texas electric cooperative inc | 36.04 | subcritical | retired | 1986 | 2021 | N/A | 32.0311 | -93.5688 | united states
cleco power llc | 360.4 | subcritical | retired | 1986 | 2021 | N/A | 32.0311 | -93.5688 | united states
basin electric power cooperative | 484 | subcritical | operating | 2011 | N/A | N/A | 44.3874 | -105.4613 | united states
interstate power and light co | 37.5 | subcritical | retired | 1959 | 2011 | N/A | 42.503 | -90.6584 | united states
illinois power resources generating llc | 96 | subcritical | retired | 1950 | 2019 | N/A | 40.4664 | -89.9834 | united states
nrg energy inc | 96 | subcritical | retired | 1950 | 2021 | N/A | 42.4917 | -79.3472 | united states
nrg energy inc | 217.6 | subcritical | retired | 1959 | 2021 | N/A | 42.4917 | -79.3472 | united states
nrg energy inc | 217.6 | subcritical | retired | 1960 | 2021 | N/A | 42.4917 | -79.3472 | united states
nrg energy inc | 96 | subcritical | retired | 1950 | 2021 | N/A | 42.4917 | -79.3472 | united states
kentucky utilities co | 113.6 | subcritical | retired | 1957 | 2019 | N/A | 37.7883 | -84.7135 | united states
kentucky utilities co | 179.5 | subcritical | retired | 1963 | 2019 | N/A | 37.7883 | -84.7135 | united states
kentucky utilities co | 464 | subcritical | operating | 1971 | N/A | 2035 | 37.7883 | -84.7135 | united states
indianapolis power & light co | 50 | subcritical | retired | 1951 | 2016 | N/A | 39.4852 | -86.4179 | united states
indianapolis power & light co | 69 | subcritical | retired | 1953 | 2016 | N/A | 39.4852 | -86.4179 | united states
indianapolis power & light co | 69 | subcritical | retired | 1953 | 2016 | N/A | 39.4852 | -86.4179 | united states
indianapolis power & light co | 113.6 | subcritical | retired | 1956 | 2016 | N/A | 39.4852 | -86.4179 | united states
corn belt power cooperative | 33 | subcritical | retired | 1960 | 2014 | N/A | 43.1605 | -95.2576 | united states
duke energy kentucky inc | 669.3 | subcritical | operating | 1981 | N/A | N/A | 38.9042 | -84.8513 | united states
firstenergy generation corp | 123 | subcritical | retired | 1953 | 2015 | N/A | 41.6707 | -81.4437 | united states
firstenergy generation corp | 123 | subcritical | retired | 1953 | 2015 | N/A | 41.6707 | -81.4437 | united states
firstenergy generation corp | 123 | subcritical | retired | 1954 | 2015 | N/A | 41.6707 | -81.4437 | united states
firstenergy generation corp | 208 | subcritical | retired | 1956 | 2012 | N/A | 41.6707 | -81.4437 | united states
firstenergy generation corp | 680 | supercritical | retired | 1972 | 2012 | N/A | 41.6707 | -81.4437 | united states
unknown | 0 | subcritical | operating | 1990 | N/A | N/A | 40.4739 | -78.7026 | united states
ebensburg generation llc | 57.024 | subcritical | operating | 1990 | N/A | N/A | 40.4739 | -78.7026 | united states
lansing board of water and light | 44 | subcritical | retired | 1954 | 2015 | N/A | 42.7189 | -84.5578 | united states
lansing board of water and light | 44 | subcritical | retired | 1958 | 2014 | N/A | 42.7189 | -84.5578 | united states
lansing board of water and light | 47 | subcritical | retired | 1960 | 2015 | N/A | 42.7189 | -84.5578 | united states
lansing board of water and light | 80 | subcritical | retired | 1964 | 2020 | N/A | 42.7189 | -84.5578 | united states
lansing board of water and light | 80 | subcritical | retired | 1968 | 2020 | N/A | 42.7189 | -84.5578 | united states
lansing board of water and light | 80 | subcritical | retired | 1970 | 2020 | N/A | 42.7189 | -84.5578 | united states
exelon power corp | 353.6 | supercritical | retired | 1960 | 2011 | N/A | 39.8588 | -75.3238 | united states
exelon power corp | 353.6 | supercritical | retired | 1960 | 2012 | N/A | 39.8588 | -75.3238 | united states
calpine mid-atlantic generation llc | 75 | subcritical | retired | 1954 | 2010 | N/A | 39.7386 | -75.5042 | united states
calpine mid-atlantic generation llc | 177 | subcritical | retired | 1966 | 2010 | N/A | 39.7386 | -75.5042 | united states
calpine mid-atlantic generation llc | 446 | subcritical | retired | 1973 | 2010 | N/A | 39.7386 | -75.5042 | united states
ares eif management llc | 57.4 | subcritical | retired | 1990 | 2019 | N/A | 36.0375 | -77.7541 | united states
ares eif management llc | 57.4 | subcritical | retired | 1990 | 2019 | N/A | 36.0375 | -77.7541 | united states
wisconsin power and light co | 69 | subcritical | retired | 1951 | 2015 | N/A | 43.7162 | -87.7059 | united states
wisconsin public service corp | 108.81 | subcritical | retired | 1969 | 2018 | N/A | 43.7162 | -87.7059 | united states
wisconsin power and light co | 238.68 | subcritical | retired | 1969 | 2018 | N/A | 43.7162 | -87.7059 | united states
wisconsin power and light co | 413.7 | subcritical | operating | 1985 | N/A | 2028 | 43.7162 | -87.7059 | united states
illinois power resources generating llc | 136 | subcritical | retired | 1960 | 2015 | N/A | 40.596 | -89.662 | united states
illinois power resources generating llc | 280.5 | subcritical | retired | 1968 | 2022 | N/A | 40.596 | -89.662 | united states
illinois power resources generating llc | 363.8 | subcritical | retired | 1972 | 2022 | N/A | 40.596 | -89.662 | united states
duke energy indiana llc | 40.2 | subcritical | retired | 1949 | 2011 | N/A | 38.7978 | -87.2516 | united states
duke energy indiana llc | 69 | subcritical | retired | 1951 | 2011 | N/A | 38.7978 | -87.2516 | united states
duke energy indiana llc | 236.5 | IGCC | operating | 2013 | N/A | 2035 | 38.7975 | -87.2505 | united states
duke energy indiana llc | 236.5 | IGCC | operating | 2013 | N/A | N/A | 38.7975 | -87.2505 | united states
duke energy indiana llc | 331.5 | IGCC | operating | 2013 | N/A | N/A | 38.7975 | -87.2505 | united states
north carolina power holdings llc | 34.7 | subcritical | retired | 1985 | 2018 | N/A | 34.6472 | -78.6414 | united states
madison gas & electric co | 56.104 | supercritical | operating | 2010 | N/A | 2032 | 42.8468 | -87.8294 | united states
wppi energy | 56.104 | supercritical | operating | 2010 | N/A | 2032 | 42.8468 | -87.8294 | united states
we energies | 582.079 | supercritical | operating | 2010 | N/A | 2032 | 42.8468 | -87.8294 | united states
wppi energy | 56.104 | supercritical | operating | 2011 | N/A | 2032 | 42.8468 | -87.8294 | united states
madison gas & electric co | 56.104 | supercritical | operating | 2011 | N/A | 2032 | 42.8468 | -87.8294 | united states
we energies | 582.079 | supercritical | operating | 2011 | N/A | 2032 | 42.8468 | -87.8294 | united states
owensboro municipal utilities | 163 | subcritical | retired | 1964 | 2020 | N/A | 37.7947 | -87.0607 | united states
owensboro municipal utilities | 282 | subcritical | retired | 1974 | 2020 | N/A | 37.7947 | -87.0607 | united states
nrg power midwest lp | 100 | subcritical | retired | 1952 | 2012 | N/A | 40.2531 | -79.9175 | united states
nrg power midwest lp | 100 | subcritical | retired | 1953 | 2012 | N/A | 40.2531 | -79.9175 | united states
nrg power midwest lp | 125 | subcritical | retired | 1954 | 2012 | N/A | 40.2531 | -79.9175 | united states
nrg power midwest lp | 185 | subcritical | retired | 1960 | 2012 | N/A | 40.2531 | -79.9175 | united states
michigan south central power agency | 55 | subcritical | retired | 1982 | 2016 | N/A | 42.0336 | -84.7583 | united states
rockland capital lp | 136 | subcritical | retired | 1962 | 2014 | N/A | 39.2906 | -74.6336 | united states
rockland capital lp | 163.2 | subcritical | retired | 1964 | 2019 | N/A | 39.2906 | -74.6336 | united states
lansing board of water and light | 155 | subcritical | retired | 1973 | 2022 | N/A | 42.6922 | -84.6568 | united states
tri-state generation and transmission association inc | 257 | subcritical | retired | 1984 | 2020 | N/A | 35.416 | -108.0826 | united states
east kentucky power cooperative inc | 110 | subcritical | cancelled | N/A | N/A | N/A | 37.6979 | -83.9244 | united states
southern indiana gas and electric co | 46 | subcritical | retired | 1955 | 2006 | N/A | 37.909 | -87.3247 | united states
southern indiana gas and electric co | 103.7 | subcritical | operating | 1966 | N/A | 2025 | 37.909 | -87.3247 | united states
southern indiana gas and electric co | 265.2 | subcritical | operating | 1973 | N/A | 2027 | 37.909 | -87.3247 | united states
central iowa power cooperative | 37.5 | subcritical | retired | 1967 | 2013 | N/A | 41.4574 | -90.8227 | united states
austin energy corp | 307.5 | subcritical | operating | 1979 | N/A | N/A | 29.9165 | -96.7508 | united states
lower colorado river authority | 307.5 | subcritical | operating | 1979 | N/A | N/A | 29.9165 | -96.7508 | united states
austin energy corp | 307.5 | subcritical | operating | 1980 | N/A | N/A | 29.9165 | -96.7508 | united states
lower colorado river authority | 307.5 | subcritical | operating | 1980 | N/A | N/A | 29.9165 | -96.7508 | united states
lower colorado river authority | 460 | subcritical | operating | 1988 | N/A | N/A | 29.9165 | -96.7508 | united states
westrock co | 37.4 | subcritical | retired | 1988 | 2017 | N/A | 30.6816 | -81.4562 | united states
westrock co | 59.5 | subcritical | retired | 1982 | 2017 | N/A | 30.6816 | -81.4562 | united states
midwest generations eme llc | 374.1 | subcritical | retired | 1968 | 2012 | N/A | 41.8508 | -87.6534 | united states
arkansas electric cooperative corp | 279 | subcritical | operating | 1978 | N/A | 2038 | 36.2561 | -94.5239 | united states
southwestern electric power co | 279 | subcritical | operating | 1978 | N/A | 2038 | 36.2561 | -94.5239 | united states
georgia-pacific llc | 45.5 | subcritical | retired | 1979 | 2020 | N/A | 35.7326 | -95.2938 | united states
georgia-pacific llc | 45.5 | subcritical | retired | 1982 | 2020 | N/A | 35.7326 | -95.2938 | united states
monongahela power co | 576 | supercritical | operating | 1967 | N/A | 2035 | 39.7104 | -79.9272 | united states
monongahela power co | 576 | supercritical | operating | 1968 | N/A | 2035 | 39.7104 | -79.9272 | united states
arizona public service co | 190.1 | subcritical | retired | 1963 | 2013 | N/A | 36.6894 | -108.4803 | united states
arizona public service co | 190.1 | subcritical | retired | 1963 | 2013 | N/A | 36.6894 | -108.4803 | united states
arizona public service co | 253.4 | subcritical | retired | 1964 | 2013 | N/A | 36.6894 | -108.4803 | united states
tucson electric power co | 57.267 | supercritical | operating | 1969 | N/A | 2031 | 36.6894 | -108.4803 | united states
public service company of new mexico | 106.353 | supercritical | operating | 1969 | N/A | 2031 | 36.6894 | -108.4803 | united states
arizona public service co | 515.403 | supercritical | operating | 1969 | N/A | 2031 | 36.6894 | -108.4803 | united states
4c acquisition llc | 57.267 | supercritical | operating | 1969 | N/A | 2031 | 36.6894 | -108.4803 | united states
salt river project | 81.81 | supercritical | operating | 1969 | N/A | 2031 | 36.6894 | -108.4803 | united states
salt river project | 81.81 | supercritical | operating | 1970 | N/A | 2031 | 36.6894 | -108.4803 | united states
arizona public service co | 515.403 | supercritical | operating | 1970 | N/A | 2031 | 36.6894 | -108.4803 | united states
tucson electric power co | 57.267 | supercritical | operating | 1970 | N/A | 2031 | 36.6894 | -108.4803 | united states
public service company of new mexico | 106.353 | supercritical | operating | 1970 | N/A | 2031 | 36.6894 | -108.4803 | united states
el paso electric co | 57.267 | supercritical | operating | 1970 | N/A | 2031 | 36.6894 | -108.4803 | united states
wheelabrator environmental systems inc | 48 | subcritical | retired | 1988 | 2020 | N/A | 40.7903 | -76.1985 | united states
hoosier energy rural electric cooperative inc | 117 | subcritical | retired | 1970 | 2015 | N/A | 38.5191 | -87.2655 | united states
hoosier energy rural electric cooperative inc | 117 | subcritical | retired | 1970 | 2015 | N/A | 38.5191 | -87.2655 | united states
hunton energy | 400 | IGCC | cancelled | N/A | N/A | N/A | 28.9435 | -95.3682 | united states
futuregen industrial alliance inc | 200 | unknown | cancelled | N/A | N/A | N/A | 39.4656 | -88.3433 | united states
duke energy carolinas llc | 165 | subcritical | operating | 1957 | N/A | 2024 | 35.1903 | -81.0083 | united states
duke energy carolinas llc | 165 | subcritical | retired | 1957 | 2021 | N/A | 35.1903 | -81.0083 | united states
duke energy carolinas llc | 275 | subcritical | retired | 1959 | 2021 | N/A | 35.1903 | -81.0083 | united states
duke energy carolinas llc | 275 | subcritical | retired | 1960 | 2021 | N/A | 35.1903 | -81.0083 | united states
duke energy carolinas llc | 275 | subcritical | retired | 1961 | 2024 | N/A | 35.1903 | -81.0083 | united states
alabama power co | 69 | unknown | retired | 1949 | 2016 | N/A | 34.0094 | -85.968 | united states
alabama power co | 69 | unknown | retired | 1949 | 2016 | N/A | 34.0094 | -85.968 | united states
duke energy indiana llc | 150 | subcritical | retired | 1959 | 2012 | N/A | 38.2637 | -85.8381 | united states
duke energy indiana llc | 150 | subcritical | retired | 1958 | 2021 | N/A | 38.2637 | -85.8381 | united states
duke energy indiana llc | 150 | subcritical | retired | 1960 | 2012 | N/A | 38.2637 | -85.8381 | united states
duke energy indiana llc | 150 | subcritical | retired | 1961 | 2021 | N/A | 38.2637 | -85.8381 | united states
tennessee valley authority | 300 | subcritical | operating | 1956 | N/A | 2035 | 36.3154 | -86.4008 | united states
tennessee valley authority | 300 | subcritical | operating | 1957 | N/A | 2035 | 36.3154 | -86.4008 | united states
tennessee valley authority | 327.6 | subcritical | operating | 1959 | N/A | 2035 | 36.3154 | -86.4008 | united states
tennessee valley authority | 327.6 | subcritical | operating | 1959 | N/A | 2035 | 36.3154 | -86.4008 | united states
georgia power co | 136 | subcritical | retired | 1960 | 2016 | N/A | 33.2432 | -86.4589 | united states
alabama power co | 136 | subcritical | retired | 1960 | 2016 | N/A | 33.2432 | -86.4589 | united states
alabama power co | 136 | subcritical | retired | 1960 | 2016 | N/A | 33.2432 | -86.4589 | united states
georgia power co | 136 | subcritical | retired | 1960 | 2016 | N/A | 33.2432 | -86.4589 | united states
alabama power co | 136 | subcritical | retired | 1961 | 2016 | N/A | 33.2432 | -86.4589 | united states
georgia power co | 136 | subcritical | retired | 1961 | 2016 | N/A | 33.2432 | -86.4589 | united states
georgia power co | 122.4 | subcritical | retired | 1962 | 2016 | N/A | 33.2432 | -86.4589 | united states
alabama power co | 122.4 | subcritical | retired | 1962 | 2016 | N/A | 33.2432 | -86.4589 | united states
alabama power co | 952 | supercritical | operating | 1974 | N/A | 2028 | 33.2432 | -86.4589 | united states
lightstone generation llc | 1300 | supercritical | operating | 1974 | N/A | N/A | 38.9354 | -82.1154 | united states
lightstone generation llc | 1300 | supercritical | operating | 1975 | N/A | N/A | 38.9354 | -82.1154 | united states
dairyland power cooperative | 345.6 | supercritical | retired | 1969 | 2021 | N/A | 43.559 | -91.2327 | united states
midamerican energy co | 147 | subcritical | retired | 1964 | 2016 | N/A | 42.3258 | -96.3814 | united states
midamerican energy co | 349.2 | subcritical | retired | 1972 | 2016 | N/A | 42.3258 | -96.3814 | united states
midamerican energy co | 420.552 | subcritical | operating | 1975 | N/A | N/A | 42.3258 | -96.3814 | united states
interstate power and light co | 163.548 | subcritical | operating | 1975 | N/A | N/A | 42.3258 | -96.3814 | united states
northwestern energy group inc | 55.672 | subcritical | operating | 1979 | N/A | N/A | 42.2997 | -96.3626 | united states
midamerican energy co | 278.36 | subcritical | operating | 1979 | N/A | N/A | 42.2997 | -96.3626 | united states
unknown | 111.344 | subcritical | operating | 1979 | N/A | N/A | 42.2997 | -96.3626 | united states
interstate power and light co | 173.975 | subcritical | operating | 1979 | N/A | N/A | 42.2997 | -96.3626 | united states
corn belt power cooperative | 55.672 | subcritical | operating | 1979 | N/A | N/A | 42.2997 | -96.3626 | united states
nebraska public power district | 681.3 | subcritical | operating | 1979 | N/A | N/A | 41.081 | -101.1407 | united states
nebraska public power district | 681.3 | subcritical | operating | 1982 | N/A | N/A | 41.081 | -101.1407 | united states
kentucky utilities co | 556.9 | subcritical | operating | 1974 | N/A | N/A | 38.7486 | -85.0374 | united states
kentucky utilities co | 556.3 | subcritical | operating | 1977 | N/A | N/A | 38.7486 | -85.0374 | united states
kentucky utilities co | 556.5 | subcritical | operating | 1981 | N/A | N/A | 38.7486 | -85.0374 | united states
kentucky utilities co | 556.2 | subcritical | operating | 1984 | N/A | N/A | 38.7486 | -85.0374 | united states
texas municipal power agency | 453.5 | subcritical | retired | 1983 | 2019 | N/A | 30.6188 | -96.0818 | united states
duke energy indiana llc | 667.9 | supercritical | operating | 1975 | N/A | 2038 | 38.3714 | -87.7682 | united states
duke energy indiana llc | 667.9 | supercritical | operating | 1976 | N/A | 2038 | 38.3714 | -87.7682 | united states
duke energy indiana llc | 667.9 | supercritical | operating | 1978 | N/A | 2029 | 38.3714 | -87.7682 | united states
duke energy indiana llc | 667.9 | supercritical | operating | 1979 | N/A | 2029 | 38.3714 | -87.7682 | united states
wabash valley power association inc | 166.975 | supercritical | operating | 1982 | N/A | 2030 | 38.3714 | -87.7682 | united states
duke energy indiana llc | 333.95 | supercritical | operating | 1982 | N/A | 2030 | 38.3714 | -87.7682 | united states
indiana municipal power agency | 160.296 | supercritical | operating | 1982 | N/A | 2030 | 38.3714 | -87.7682 | united states
appalachian power co | 100 | subcritical | retired | 1944 | 2015 | N/A | 37.3694 | -80.863 | united states
appalachian power co | 237.5 | subcritical | retired | 1957 | 2015 | N/A | 37.3694 | -80.863 | united states
future power llc | 270 | unknown | cancelled | N/A | N/A | N/A | 40.6248 | -76.485 | united states
alabama power co | 788.8 | supercritical | retired | 1972 | 2019 | N/A | 33.6455 | -87.2003 | united states
alabama power co | 125 | subcritical | retired | 1951 | 2015 | N/A | 33.6455 | -87.2003 | united states
alabama power co | 125 | subcritical | retired | 1952 | 2015 | N/A | 33.6455 | -87.2003 | united states
alabama power co | 187.5 | subcritical | retired | 1956 | 2019 | N/A | 33.6455 | -87.2003 | united states
alabama power co | 190.4 | subcritical | retired | 1958 | 2019 | N/A | 33.6455 | -87.2003 | united states
santee cooper | 85 | subcritical | retired | 1966 | 2012 | N/A | 33.8254 | -79.0525 | united states
santee cooper | 85 | subcritical | retired | 1966 | 2012 | N/A | 33.8254 | -79.0525 | united states
grand river dam authority | 540 | subcritical | retired | 1981 | 2017 | N/A | 36.1887 | -95.289 | united states
grand river dam authority | 594 | subcritical | operating | 1985 | N/A | 2026 | 36.1887 | -95.289 | united states
american bituminous power partners lp | 95.7 | subcritical | operating | 1992 | N/A | N/A | 39.5603 | -80.1629 | united states
kentucky utilities co | 37.5 | subcritical | retired | 1950 | 2003 | N/A | 37.3631 | -87.1221 | united states
kentucky utilities co | 37.5 | subcritical | retired | 1950 | 2003 | N/A | 37.3631 | -87.1221 | united states
kentucky utilities co | 75 | subcritical | retired | 1954 | 2015 | N/A | 37.3631 | -87.1221 | united states
kentucky utilities co | 113.6 | subcritical | retired | 1959 | 2015 | N/A | 37.3631 | -87.1221 | united states
southern california edison co | 500 | unknown | cancelled | 2010 | N/A | N/A | 38.9802 | -110.0987 | united states
big rivers electric corp | 293 | subcritical | retired | 1979 | 2022 | N/A | 37.6467 | -87.5014 | united states
big rivers electric corp | 293 | subcritical | retired | 1981 | 2022 | N/A | 37.6467 | -87.5014 | united states
alabama power co | 179.52 | subcritical | retired | 1965 | 2016 | N/A | 32.6013 | -87.7816 | united states
mississippi power co | 119.68 | subcritical | retired | 1965 | 2016 | N/A | 32.6013 | -87.7816 | united states
alabama power co | 161.52 | subcritical | retired | 1966 | 2016 | N/A | 32.6013 | -87.7816 | united states
mississippi power co | 107.68 | subcritical | retired | 1966 | 2016 | N/A | 32.6013 | -87.7816 | united states
wellington development llc | 580 | CFB | cancelled | N/A | N/A | N/A | 39.8063 | -79.5515 | united states
florida power & light co | 93.7 | subcritical | retired | 1959 | 2020 | N/A | 30.566 | -87.2245 | united states
florida power & light co | 93.7 | subcritical | retired | 1961 | 2020 | N/A | 30.566 | -87.2245 | united states
florida power & light co | 369.7 | subcritical | retired | 1970 | 2020 | N/A | 30.566 | -87.2245 | united states
florida power & light co | 578 | subcritical | retired | 1973 | 2020 | N/A | 30.566 | -87.2245 | united states
tucson electric power co | 173.3 | subcritical | retired | 1967 | 2015 | N/A | 32.1598 | -110.9051 | united states
duke energy progress llc | 206.6 | subcritical | retired | 1960 | 2012 | N/A | 34.4031 | -80.1568 | united states
city of hamilton (ohio) | 50.6 | subcritical | retired | 1975 | 2013 | N/A | 39.4094 | -84.5545 | united states
georgia power co | 125 | subcritical | retired | 1954 | 2019 | N/A | 34.2531 | -85.3452 | united states
georgia power co | 125 | subcritical | retired | 1954 | 2019 | N/A | 34.2531 | -85.3452 | united states
georgia power co | 125 | subcritical | retired | 1955 | 2019 | N/A | 34.2531 | -85.3452 | united states
georgia power co | 578 | subcritical | retired | 1970 | 2019 | N/A | 34.2531 | -85.3452 | united states
dte electric co | 121 | subcritical | retired | 1968 | 2013 | N/A | 43.8518 | -82.6436 | united states
heorot power management llc | 115.7 | subcritical | operating | 2006 | N/A | N/A | 45.7643 | -107.5983 | united states
indianapolis power & light co | 100 | subcritical | retired | 1958 | 2015 | N/A | 39.7093 | -86.1961 | united states
indianapolis power & light co | 100 | subcritical | retired | 1961 | 2015 | N/A | 39.7093 | -86.1961 | united states
indianapolis power & light co | 463 | subcritical | retired | 1973 | 2016 | N/A | 39.7093 | -86.1961 | united states
georgia power co | 299.2 | subcritical | retired | 1965 | 2015 | N/A | 33.1945 | -83.2996 | united states
georgia power co | 359 | subcritical | retired | 1967 | 2013 | N/A | 33.1945 | -83.2996 | united states
georgia power co | 544 | supercritical | retired | 1968 | 2015 | N/A | 33.1945 | -83.2996 | united states
georgia power co | 544 | supercritical | retired | 1969 | 2015 | N/A | 33.1945 | -83.2996 | united states
southwestern public service co | 360 | subcritical | operating | 1976 | N/A | 2025 | 35.2993 | -101.7474 | united states
southwestern public service co | 360 | subcritical | operating | 1978 | N/A | 2025 | 35.2993 | -101.7474 | united states
southwestern public service co | 360 | subcritical | operating | 1980 | N/A | 2025 | 35.2993 | -101.7474 | united states
monongahela power co | 684 | supercritical | operating | 1972 | N/A | 2040 | 39.3854 | -80.3334 | united states
monongahela power co | 684 | supercritical | operating | 1973 | N/A | 2040 | 39.3854 | -80.3334 | united states
monongahela power co | 684 | supercritical | operating | 1974 | N/A | 2040 | 39.3854 | -80.3334 | united states
firstenergy solutions corp | 576 | supercritical | retired | 1969 | 2013 | N/A | 39.8569 | -79.9306 | united states
firstenergy solutions corp | 576 | supercritical | retired | 1970 | 2013 | N/A | 39.8569 | -79.9306 | united states
firstenergy solutions corp | 576 | supercritical | retired | 1971 | 2013 | N/A | 39.8569 | -79.9306 | united states
dynegy midwest generation inc | 488 | subcritical | retired | 1978 | 2019 | N/A | 40.2815 | -90.079 | united states
evergy metro inc | 565 | subcritical | operating | 2001 | N/A | N/A | 39.1307 | -94.4778 | united states
pacificorp | 45.6 | subcritical | operating | 1965 | N/A | 2028 | 40.4871 | -107.1857 | united states
public service company of colorado | 142.5 | subcritical | operating | 1965 | N/A | 2028 | 40.4871 | -107.1857 | united states
pacificorp | 30.84 | subcritical | operating | 1976 | N/A | 2027 | 40.4871 | -107.1857 | united states
public service company of colorado | 95.09 | subcritical | operating | 1976 | N/A | 2027 | 40.4871 | -107.1857 | united states
salt river project | 128.5 | subcritical | operating | 1976 | N/A | 2027 | 40.4871 | -107.1857 | united states
golden valley electric association inc | 50 | subcritical | operating | 2015 | N/A | N/A | 63.8544 | -148.9481 | united states
henderson muni power & light | 32.3 | subcritical | retired | 1968 | 2008 | N/A | 37.8425 | -87.5911 | united states
henderson city utility commission (kentucky) | 200 | subcritical | retired | 1973 | 2019 | N/A | 37.6467 | -87.5014 | united states
henderson city utility commission (kentucky) | 205 | subcritical | retired | 1974 | 2019 | N/A | 37.6467 | -87.5014 | united states
dynegy midwest generation inc | 75 | subcritical | retired | 1953 | 2019 | N/A | 41.3032 | -89.3154 | united states
dynegy midwest generation inc | 231.3 | subcritical | retired | 1959 | 2019 | N/A | 41.3032 | -89.3154 | united states
h.a. wagner llc | 136 | subcritical | retired | 1959 | 2020 | N/A | 39.1788 | -76.5273 | united states
h.a. wagner llc | 359 | supercritical | retired | 1966 | 2023 | N/A | 39.1788 | -76.5273 | united states
montana-dakota utilities co | 40 | subcritical | retired | 1954 | 2022 | N/A | 46.8668 | -100.8838 | united states
montana-dakota utilities co | 75 | subcritical | retired | 1963 | 2022 | N/A | 46.8668 | -100.8838 | united states
xcel energy inc | 95 | subcritical | retired | 1956 | 2007 | N/A | 44.9315 | -93.1114 | united states
xcel energy inc | 172 | subcritical | retired | 1959 | 2007 | N/A | 44.9315 | -93.1114 | united states
sunflower electric power corporation inc | 348.7 | subcritical | operating | 1983 | N/A | N/A | 37.9308 | -100.9725 | united states
sunflower electric power corporation inc | 895 | supercritical | cancelled | N/A | N/A | N/A | 37.927 | -100.9927 | united states
homer city holdings llc | 646.8 | supercritical | retired | 1969 | 2023 | N/A | 40.5131 | -79.197 | united states
unknown | 13.2 | supercritical | retired | 1969 | 2023 | N/A | 40.5131 | -79.197 | united states
homer city holdings llc | 646.8 | supercritical | retired | 1969 | 2023 | N/A | 40.5131 | -79.197 | united states
unknown | 13.2 | supercritical | retired | 1969 | 2023 | N/A | 40.5131 | -79.197 | united states
unknown | 13.84 | subcritical | retired | 1977 | 2023 | N/A | 40.5131 | -79.197 | united states
homer city holdings llc | 678.16 | subcritical | retired | 1977 | 2023 | N/A | 40.5131 | -79.197 | united states
otter tail power co | 54 | subcritical | retired | 1959 | 2021 | N/A | 46.2904 | -96.043 | united states
otter tail power co | 75 | subcritical | retired | 1964 | 2021 | N/A | 46.2904 | -96.043 | united states
virginia electric and power co | 71.1 | subcritical | retired | 1992 | 2013 | N/A | 37.2974 | -77.2835 | united states
parkway generation operating llc | 660 | supercritical | retired | 1968 | 2017 | N/A | 40.7468 | -74.0726 | united states
western farmers electric cooperative | 446 | subcritical | operating | 1982 | N/A | N/A | 34.0147 | -95.321 | united states
western farmers electric cooperative | 750 | supercritical | cancelled | 2011 | N/A | N/A | 34.0148 | -95.3024 | united states
ugi development co | 49.9 | subcritical | retired | 1959 | 2010 | N/A | 41.2015 | -76.0696 | united states
provo city corporation corp | 31.5 | subcritical | operating | 1978 | N/A | 2042 | 39.1733 | -111.0289 | united states
pacificorp | 488.25 | subcritical | operating | 1978 | N/A | 2042 | 39.1733 | -111.0289 | united states
deseret generation and transmission cooperative | 131.25 | subcritical | operating | 1980 | N/A | 2042 | 39.1733 | -111.0289 | united states
utah associated municipal power systems | 73.5 | subcritical | operating | 1980 | N/A | 2042 | 39.1733 | -111.0289 | united states
pacificorp | 315 | subcritical | operating | 1980 | N/A | 2042 | 39.1733 | -111.0289 | united states
pacificorp | 527.2 | subcritical | operating | 1983 | N/A | 2042 | 39.1733 | -111.0289 | united states
pacificorp | 496 | subcritical | operating | 1974 | N/A | 2036 | 39.3788 | -111.0793 | united states
pacificorp | 541.3 | subcritical | operating | 1977 | N/A | 2036 | 39.3788 | -111.0793 | united states
nrg energy inc | 80 | subcritical | retired | 1942 | 2006 | N/A | 42.9709 | -78.9313 | united states
nrg energy inc | 100 | subcritical | retired | 1948 | 2006 | N/A | 42.9709 | -78.9313 | united states
nrg energy inc | 100 | subcritical | retired | 1953 | 2007 | N/A | 42.9709 | -78.9313 | united states
nrg energy inc | 100 | subcritical | retired | 1954 | 2007 | N/A | 42.9709 | -78.9313 | united states
nrg energy inc | 200 | subcritical | retired | 1957 | 2016 | N/A | 42.9709 | -78.9313 | united states
nrg energy inc | 200 | subcritical | retired | 1958 | 2016 | N/A | 42.9709 | -78.9313 | united states
kimura power llc | 69 | subcritical | retired | 1948 | 2015 | N/A | 39.6091 | -84.2924 | united states
kimura power llc | 69 | subcritical | retired | 1949 | 2015 | N/A | 39.6091 | -84.2924 | united states
kimura power llc | 69 | subcritical | retired | 1950 | 2015 | N/A | 39.6091 | -84.2924 | united states
kimura power llc | 69 | subcritical | retired | 1951 | 2013 | N/A | 39.6091 | -84.2924 | united states
kimura power llc | 69 | subcritical | retired | 1952 | 2015 | N/A | 39.6091 | -84.2924 | united states
kimura power llc | 69 | subcritical | retired | 1953 | 2015 | N/A | 39.6091 | -84.2924 | united states
ameren energy generating co | 75 | subcritical | retired | 1953 | 2011 | N/A | 39.1317 | -87.6588 | united states
ameren energy generating co | 75 | subcritical | retired | 1954 | 2011 | N/A | 39.1317 | -87.6588 | united states
scs energy llc | 390 | IGCC | cancelled | N/A | N/A | N/A | 35.2274 | -119.321 | united states
evergy metro inc | 508.2 | subcritical | operating | 1980 | N/A | 2039 | 39.4467 | -94.9802 | united states
empire district electric co | 87.12 | subcritical | operating | 1980 | N/A | 2039 | 39.4467 | -94.9802 | united states
evergy missouri west inc | 130.68 | subcritical | operating | 1980 | N/A | 2039 | 39.4467 | -94.9802 | united states
unknown | 27.42 | supercritical | operating | 2010 | N/A | N/A | 39.4498 | -94.9786 | united states
missouri joint municipal electric utility commission | 100.54 | supercritical | operating | 2010 | N/A | N/A | 39.4498 | -94.9786 | united states
evergy missouri west inc | 164.52 | supercritical | operating | 2010 | N/A | N/A | 39.4498 | -94.9786 | united states
empire district electric co | 109.68 | supercritical | operating | 2010 | N/A | N/A | 39.4498 | -94.9786 | united states
evergy metro inc | 493.56 | supercritical | operating | 2010 | N/A | N/A | 39.4498 | -94.9786 | united states
arkansas electric cooperative corp | 315 | subcritical | operating | 1983 | N/A | 2030 | 35.6782 | -91.4077 | united states
entergy mississippi llc | 225 | subcritical | operating | 1983 | N/A | 2030 | 35.6782 | -91.4077 | united states
entergy arkansas llc | 279 | subcritical | operating | 1983 | N/A | 2030 | 35.6782 | -91.4077 | united states
unknown | 72 | subcritical | operating | 1983 | N/A | 2030 | 35.6782 | -91.4077 | united states
east texas electric cooperative inc | 63 | subcritical | operating | 1984 | N/A | 2030 | 35.6782 | -91.4077 | united states
city water and light (arkansas) | 135 | subcritical | operating | 1984 | N/A | 2030 | 35.6782 | -91.4077 | united states
unknown | 27 | subcritical | operating | 1984 | N/A | 2030 | 35.6782 | -91.4077 | united states
entergy mississippi llc | 225 | subcritical | operating | 1984 | N/A | 2030 | 35.6782 | -91.4077 | united states
arkansas electric cooperative corp | 315 | subcritical | operating | 1984 | N/A | 2030 | 35.6782 | -91.4077 | united states
entergy power llc | 126 | subcritical | operating | 1984 | N/A | 2030 | 35.6782 | -91.4077 | united states
indian river power llc | 81.6 | subcritical | retired | 1957 | 2013 | N/A | 38.5852 | -75.2334 | united states
indian river power llc | 81.6 | subcritical | retired | 1959 | 2013 | N/A | 38.5852 | -75.2334 | united states
indian river power llc | 176.8 | subcritical | retired | 1970 | 2014 | N/A | 38.5852 | -75.2334 | united states
indian river power llc | 445 | subcritical | operating | 1980 | N/A | 2025 | 38.5852 | -75.2334 | united states
florida power & light co | 395.4 | subcritical | retired | 1995 | 2020 | N/A | 27.0393 | -80.5147 | united states
intermountain power agency | 820 | subcritical | operating | 1986 | N/A | 2025 | 39.511 | -112.5801 | united states
intermountain power agency | 820 | subcritical | operating | 1987 | N/A | 2025 | 39.511 | -112.5801 | united states
international paper co | 82.8 | subcritical | retired | 1998 | 2009 | N/A | 32.1021 | -81.1264 | united states
international paper co | 71.2 | subcritical | retired | 1981 | 2015 | N/A | 32.1021 | -81.1264 | united states
city of san antonio (texas) | 566 | subcritical | operating | 1992 | N/A | 2028 | 29.308 | -98.3211 | united states
city of san antonio (texas) | 878 | subcritical | operating | 2010 | N/A | 2027 | 29.3072 | -98.3202 | united states
city of san antonio (texas) | 486 | subcritical | retired | 1977 | 2018 | N/A | 29.308 | -98.3211 | united states
city of san antonio (texas) | 446 | subcritical | retired | 1978 | 2018 | N/A | 29.308 | -98.3211 | united states
mississippi power co | 299.2 | subcritical | retired | 1968 | 2015 | N/A | 30.4392 | -89.0261 | united states
mississippi power co | 578 | subcritical | retired | 1973 | 2015 | N/A | 30.4392 | -89.0261 | united states
duke energy carolinas llc | 40 | subcritical | retired | 1940 | 2011 | N/A | 35.2164 | -81.7624 | united states
duke energy carolinas llc | 40 | subcritical | retired | 1940 | 2011 | N/A | 35.2164 | -81.7624 | united states
duke energy carolinas llc | 65 | subcritical | retired | 1948 | 2011 | N/A | 35.2164 | -81.7624 | united states
duke energy carolinas llc | 65 | subcritical | retired | 1948 | 2011 | N/A | 35.2164 | -81.7624 | united states
duke energy carolinas llc | 621 | subcritical | operating | 1972 | N/A | 2030 | 35.2164 | -81.7624 | united states
duke energy carolinas llc | 909.5 | supercritical | retired | 2012 | 2018 | N/A | 35.2164 | -81.7624 | united states
city point energy center llc | 57.4 | subcritical | retired | 1988 | 2019 | N/A | 37.294 | -77.2698 | united states
city point energy center llc | 57.4 | subcritical | retired | 1988 | 2019 | N/A | 37.294 | -77.2698 | united states
city utilities of springfield - (mo) | 44 | subcritical | retired | 1960 | 2015 | N/A | 37.1083 | -93.2601 | united states
city utilities of springfield - (mo) | 60 | subcritical | retired | 1964 | 2015 | N/A | 37.1083 | -93.2601 | united states
city utilities of springfield - (mo) | 105 | subcritical | retired | 1970 | 2015 | N/A | 37.1083 | -93.2601 | united states
santee cooper | 172.8 | subcritical | retired | 1970 | 2012 | N/A | 33.2422 | -79.9869 | united states
santee cooper | 172.8 | subcritical | retired | 1970 | 2012 | N/A | 33.2422 | -79.9869 | united states
evergy kansas central inc | 518.4 | subcritical | operating | 1978 | N/A | 2039 | 39.2868 | -96.1161 | united states
evergy missouri west inc | 57.6 | subcritical | operating | 1978 | N/A | 2039 | 39.2868 | -96.1161 | united states
evergy kansas south inc | 144 | subcritical | operating | 1978 | N/A | 2039 | 39.2868 | -96.1161 | united states
evergy kansas south inc | 144 | subcritical | operating | 1980 | N/A | 2030 | 39.2868 | -96.1161 | united states
evergy kansas central inc | 518.4 | subcritical | operating | 1980 | N/A | 2030 | 39.2868 | -96.1161 | united states
evergy missouri west inc | 57.6 | subcritical | operating | 1980 | N/A | 2030 | 39.2868 | -96.1161 | united states
evergy kansas south inc | 144 | subcritical | operating | 1983 | N/A | 2030 | 39.2868 | -96.1161 | united states
evergy kansas central inc | 518.4 | subcritical | operating | 1983 | N/A | 2030 | 39.2868 | -96.1161 | united states
evergy missouri west inc | 57.6 | subcritical | operating | 1983 | N/A | 2030 | 39.2868 | -96.1161 | united states
pacificorp | 381.48 | subcritical | retired | 1974 | 2024 | N/A | 41.7381 | -108.7866 | united states
idaho power co | 190.74 | subcritical | retired | 1974 | 2024 | N/A | 41.7381 | -108.7866 | united states
idaho power co | 193.38 | subcritical | retired | 1975 | 2024 | N/A | 41.7381 | -108.7866 | united states
pacificorp | 386.76 | subcritical | retired | 1975 | 2024 | N/A | 41.7381 | -108.7866 | united states
pacificorp | 381.48 | subcritical | operating | 1976 | N/A | 2039 | 41.7381 | -108.7866 | united states
idaho power co | 190.74 | subcritical | operating | 1976 | N/A | 2039 | 41.7381 | -108.7866 | united states
pacificorp | 385.44 | subcritical | operating | 1979 | N/A | 2039 | 41.7381 | -108.7866 | united states
idaho power co | 192.72 | subcritical | operating | 1979 | N/A | 2039 | 41.7381 | -108.7866 | united states
gilberton power co | 88.4 | subcritical | operating | 1988 | N/A | N/A | 40.7905 | -76.198 | united states
dairyland power cooperative | 387 | subcritical | operating | 1979 | N/A | N/A | 44.305 | -91.9117 | united states
tennessee valley authority | 200 | subcritical | retired | 1955 | 2012 | N/A | 36.3769 | -82.9638 | united states
tennessee valley authority | 200 | subcritical | retired | 1955 | 2012 | N/A | 36.3769 | -82.9638 | united states
tennessee valley authority | 200 | subcritical | retired | 1956 | 2014 | N/A | 36.3769 | -82.9638 | united states
tennessee valley authority | 200 | subcritical | retired | 1957 | 2014 | N/A | 36.3769 | -82.9638 | united states
city utilities of springfield - (mo) | 194 | subcritical | operating | 1976 | N/A | 2030 | 37.1509 | -93.3897 | united states
city utilities of springfield - (mo) | 300 | subcritical | operating | 2011 | N/A | 2051 | 37.1509 | -93.3897 | united states
oklahoma municipal power authority | 36.54 | ultra-supercritical | operating | 2012 | N/A | N/A | 33.6512 | -93.8117 | united states
southwestern electric power co | 444.57 | ultra-supercritical | operating | 2012 | N/A | N/A | 33.6512 | -93.8117 | united states
east texas electric cooperative inc | 48.72 | ultra-supercritical | operating | 2012 | N/A | N/A | 33.6512 | -93.8117 | united states
arkansas electric cooperative corp | 66.99 | ultra-supercritical | operating | 2012 | N/A | N/A | 33.6512 | -93.8117 | united states
tennessee valley authority | 125 | subcritical | retired | 1951 | 2017 | N/A | 36.0298 | -87.9857 | united states
tennessee valley authority | 172.8 | subcritical | retired | 1959 | 2015 | N/A | 36.0298 | -87.9857 | united states
tennessee valley authority | 125 | subcritical | retired | 1951 | 2017 | N/A | 36.0298 | -87.9857 | united states
tennessee valley authority | 125 | subcritical | retired | 1952 | 2017 | N/A | 36.0298 | -87.9857 | united states
tennessee valley authority | 125 | subcritical | retired | 1952 | 2017 | N/A | 36.0298 | -87.9857 | united states
tennessee valley authority | 147 | subcritical | retired | 1952 | 2015 | N/A | 36.0298 | -87.9857 | united states
tennessee valley authority | 147 | subcritical | retired | 1953 | 2015 | N/A | 36.0298 | -87.9857 | united states
tennessee valley authority | 172.8 | subcritical | retired | 1958 | 2015 | N/A | 36.0298 | -87.9857 | united states
tennessee valley authority | 172.8 | subcritical | retired | 1959 | 2015 | N/A | 36.0298 | -87.9857 | united states
tennessee valley authority | 172.8 | subcritical | retired | 1959 | 2015 | N/A | 36.0298 | -87.9857 | united states
midwest generations eme llc | 660 | subcritical | retired | 1965 | 2016 | N/A | 41.4949 | -88.1243 | united states
midwest generations eme llc | 660 | subcritical | retired | 1966 | 2016 | N/A | 41.4949 | -88.1243 | united states
midwest generations eme llc | 360.4 | subcritical | retired | 1959 | 2016 | N/A | 41.4949 | -88.1243 | united states
kentucky utilities co | 36.66 | subcritical | retired | 1953 | 2022 | N/A | 37.2094 | -88.8582 | united states
illinois power generating co | 146.64 | subcritical | retired | 1953 | 2022 | N/A | 37.2094 | -88.8582 | united states
illinois power generating co | 146.64 | subcritical | retired | 1953 | 2022 | N/A | 37.2094 | -88.8582 | united states
kentucky utilities co | 36.66 | subcritical | retired | 1953 | 2022 | N/A | 37.2094 | -88.8582 | united states
illinois power generating co | 146.64 | subcritical | retired | 1954 | 2022 | N/A | 37.2094 | -88.8582 | united states
kentucky utilities co | 36.66 | subcritical | retired | 1954 | 2022 | N/A | 37.2094 | -88.8582 | united states
illinois power generating co | 146.64 | subcritical | retired | 1954 | 2022 | N/A | 37.2094 | -88.8582 | united states
kentucky utilities co | 36.66 | subcritical | retired | 1954 | 2022 | N/A | 37.2094 | -88.8582 | united states
illinois power generating co | 146.64 | subcritical | retired | 1955 | 2022 | N/A | 37.2094 | -88.8582 | united states
kentucky utilities co | 36.66 | subcritical | retired | 1955 | 2022 | N/A | 37.2094 | -88.8582 | united states
illinois power generating co | 146.64 | subcritical | retired | 1955 | 2022 | N/A | 37.2094 | -88.8582 | united states
kentucky utilities co | 36.66 | subcritical | retired | 1955 | 2022 | N/A | 37.2094 | -88.8582 | united states
ohio power co | 237.5 | subcritical | retired | 1958 | 2015 | N/A | 39.8382 | -80.8181 | united states
ohio power co | 237.5 | subcritical | retired | 1958 | 2015 | N/A | 39.8382 | -80.8181 | united states
ohio power co | 237.5 | subcritical | retired | 1959 | 2015 | N/A | 39.8382 | -80.8181 | united states
appalachian power co | 219.6 | subcritical | retired | 1953 | 2015 | N/A | 38.2067 | -81.4229 | united states
appalachian power co | 219.6 | subcritical | retired | 1953 | 2015 | N/A | 38.2067 | -81.4229 | united states
westrock north charleston | 99.3 | subcritical | retired | 1999 | 2018 | N/A | 32.8971 | -79.9679 | united states
consumers energy co | 258 | subcritical | retired | 1959 | 2023 | N/A | 43.6414 | -83.8427 | united states
consumers energy co | 258 | subcritical | retired | 1961 | 2023 | N/A | 43.6414 | -83.8427 | united states
consumers energy co | 930 | supercritical | cancelled | 2011 | N/A | N/A | 43.5812 | -83.8835 | united states
mississippi power co | 582 | IGCC | cancelled | N/A | N/A | N/A | 32.6512 | -88.759 | united states
keystone power pass-through holders llc | 149.76 | supercritical | operating | 1967 | N/A | 2028 | 40.6606 | -79.3409 | united states
chief keystone power llc | 411.84 | supercritical | operating | 1967 | N/A | 2028 | 40.6606 | -79.3409 | united states
unknown | 28.08 | supercritical | operating | 1967 | N/A | 2028 | 40.6606 | -79.3409 | united states
montour llc | 112.32 | supercritical | operating | 1967 | N/A | 2028 | 40.6606 | -79.3409 | united states
chief keystone power ii llc | 205.92 | supercritical | operating | 1967 | N/A | 2028 | 40.6606 | -79.3409 | united states
montour llc | 112.32 | supercritical | operating | 1968 | N/A | 2028 | 40.6606 | -79.3409 | united states
chief keystone power ii llc | 205.92 | supercritical | operating | 1968 | N/A | 2028 | 40.6606 | -79.3409 | united states
chief keystone power llc | 411.84 | supercritical | operating | 1968 | N/A | 2028 | 40.6606 | -79.3409 | united states
unknown | 28.08 | supercritical | operating | 1968 | N/A | 2028 | 40.6606 | -79.3409 | united states
keystone power pass-through holders llc | 149.76 | supercritical | operating | 1968 | N/A | 2028 | 40.6606 | -79.3409 | united states
aes ohio llc | 660.6 | subcritical | retired | 1982 | 2018 | N/A | 38.6905 | -83.4807 | united states
kimberly-clark corp | 67 | subcritical | retired | 1964 | 2019 | N/A | 39.8432 | -75.3587 | united states
dynegy kincaid generation | 659.5 | subcritical | operating | 1967 | N/A | 2027 | 39.5909 | -89.4968 | united states
dynegy kincaid generation | 659.5 | subcritical | operating | 1968 | N/A | 2027 | 39.5909 | -89.4968 | united states
tennessee valley authority | 175 | subcritical | operating | 1954 | N/A | 2027 | 35.8989 | -84.5199 | united states
tennessee valley authority | 175 | subcritical | operating | 1954 | N/A | 2027 | 35.8989 | -84.5199 | united states
tennessee valley authority | 175 | subcritical | operating | 1954 | N/A | 2027 | 35.8989 | -84.5199 | united states
tennessee valley authority | 175 | subcritical | operating | 1954 | N/A | 2027 | 35.8989 | -84.5199 | united states
tennessee valley authority | 200 | subcritical | operating | 1955 | N/A | 2027 | 35.8989 | -84.5199 | united states
tennessee valley authority | 200 | subcritical | operating | 1955 | N/A | 2027 | 35.8989 | -84.5199 | united states
tennessee valley authority | 200 | subcritical | operating | 1955 | N/A | 2027 | 35.8989 | -84.5199 | united states
tennessee valley authority | 200 | subcritical | operating | 1955 | N/A | 2027 | 35.8989 | -84.5199 | united states
tennessee valley authority | 200 | subcritical | operating | 1955 | N/A | 2027 | 35.8989 | -84.5199 | united states
vistra corp | 59 | subcritical | retired | 1989 | 2018 | N/A | 40.8737 | -75.9949 | united states
georgia power co | 50 | subcritical | retired | 1958 | 2015 | N/A | 32.1494 | -81.1449 | united states
georgia power co | 54.4 | subcritical | retired | 1961 | 2015 | N/A | 32.1494 | -81.1449 | united states
georgia power co | 103.5 | subcritical | retired | 1965 | 2015 | N/A | 32.1494 | -81.1449 | united states
ohio valley electric corp | 217.2 | subcritical | operating | 1955 | N/A | N/A | 38.9162 | -82.1277 | united states
ohio valley electric corp | 217.2 | subcritical | operating | 1955 | N/A | N/A | 38.9162 | -82.1277 | united states
ohio valley electric corp | 217.2 | subcritical | operating | 1955 | N/A | N/A | 38.9162 | -82.1277 | united states
ohio valley electric corp | 217.2 | subcritical | operating | 1955 | N/A | N/A | 38.9162 | -82.1277 | united states
ohio valley electric corp | 217.2 | subcritical | operating | 1955 | N/A | N/A | 38.9162 | -82.1277 | united states
evergy kansas south inc | 446.5 | supercritical | operating | 1973 | N/A | 2032 | 38.348 | -94.6457 | united states
evergy metro inc | 446.5 | supercritical | operating | 1973 | N/A | 2032 | 38.348 | -94.6457 | united states
evergy kansas south inc | 342.5 | subcritical | operating | 1977 | N/A | 2039 | 38.348 | -94.6457 | united states
evergy metro inc | 342.5 | subcritical | operating | 1977 | N/A | 2039 | 38.348 | -94.6457 | united states
union electric co | 573.7 | subcritical | operating | 1970 | N/A | 2036 | 38.5619 | -90.8378 | united states
union electric co | 573.7 | subcritical | operating | 1971 | N/A | 2036 | 38.5619 | -90.8378 | united states
union electric co | 621 | subcritical | operating | 1972 | N/A | 2042 | 38.5619 | -90.8378 | united states
union electric co | 621 | subcritical | operating | 1973 | N/A | 2042 | 38.5619 | -90.8378 | united states
evergy missouri west inc | 90 | subcritical | retired | 1966 | 2016 | N/A | 39.7249 | -94.8782 | united states
firstenergy generation corp | 256 | subcritical | retired | 1962 | 2015 | N/A | 41.5354 | -81.6413 | united states
city of springfield - (il) | 37.5 | subcritical | retired | 1961 | 2009 | N/A | 39.7545 | -89.6031 | united states
city of springfield - (il) | 37.5 | subcritical | retired | 1965 | 2009 | N/A | 39.7545 | -89.6031 | united states
lansing board of water and light | 350 | subcritical | cancelled | N/A | N/A | N/A | 42.7265 | -84.6614 | united states
interstate power and light co | 37.5 | subcritical | retired | 1957 | 2013 | N/A | 43.3369 | -91.1661 | united states
interstate power and light co | 274.5 | subcritical | retired | 1977 | 2023 | N/A | 43.3369 | -91.1661 | united states
florida power & light co | 149.6 | subcritical | retired | 1965 | 2016 | N/A | 30.2685 | -85.7 | united states
florida power & light co | 190.4 | subcritical | retired | 1967 | 2016 | N/A | 30.2685 | -85.7 | united states
missouri river energy services | 285 | subcritical | operating | 1981 | N/A | N/A | 42.1091 | -104.8808 | united states
lincoln electric system | 188.1 | subcritical | operating | 1981 | N/A | N/A | 42.1091 | -104.8808 | united states
basin electric power cooperative | 91.2 | subcritical | operating | 1981 | N/A | N/A | 42.1091 | -104.8808 | united states
unknown | 22.8 | subcritical | operating | 1981 | N/A | N/A | 42.1091 | -104.8808 | united states
basin electric power cooperative | 313.5 | subcritical | operating | 1981 | N/A | N/A | 42.1091 | -104.8808 | united states
tri-state generation and transmission association inc | 228 | subcritical | operating | 1981 | N/A | N/A | 42.1091 | -104.8808 | united states
basin electric power cooperative | 313.5 | subcritical | operating | 1982 | N/A | N/A | 42.1091 | -104.8808 | united states
tri-state generation and transmission association inc | 228 | subcritical | operating | 1982 | N/A | N/A | 42.1091 | -104.8808 | united states
unknown | 22.8 | subcritical | operating | 1982 | N/A | N/A | 42.1091 | -104.8808 | united states
las brisas energy center llc | 1320 | unknown | cancelled | N/A | N/A | N/A | 27.7043 | -97.3802 | united states
evergy kansas central inc | 49 | subcritical | retired | 1955 | 2015 | N/A | 39.0085 | -95.2697 | united states
evergy kansas central inc | 114 | subcritical | operating | 1960 | N/A | 2028 | 39.0085 | -95.2697 | united states
evergy kansas central inc | 403 | subcritical | operating | 1971 | N/A | 2028 | 39.0085 | -95.2697 | united states
duke energy progress llc | 90 | subcritical | retired | 1951 | 2012 | N/A | 35.3798 | -78.0872 | united states
duke energy progress llc | 90 | subcritical | retired | 1952 | 2012 | N/A | 35.3798 | -78.0872 | united states
duke energy progress llc | 252.5 | subcritical | retired | 1962 | 2012 | N/A | 35.3798 | -78.0872 | united states
basin electric power cooperative | 216 | subcritical | operating | 1966 | N/A | N/A | 47.2811 | -101.3205 | united states
basin electric power cooperative | 440 | subcritical | operating | 1975 | N/A | N/A | 47.2811 | -101.3205 | united states
montana-dakota utilities co | 50 | subcritical | retired | 1958 | 2021 | N/A | 47.6786 | -104.158 | united states
nrg texas power llc | 893 | subcritical | operating | 1985 | N/A | N/A | 31.423 | -96.2531 | united states
nrg texas power llc | 957 | subcritical | operating | 1986 | N/A | N/A | 31.423 | -96.2531 | united states
nrg energy inc | 745 | supercritical | cancelled | N/A | N/A | N/A | 31.4189 | -96.2564 | united states
keystone urban renewal lp | 242.3 | subcritical | retired | 1994 | 2022 | N/A | 39.7915 | -75.4074 | united states
city of fremont (nebraska) | 91.5 | subcritical | operating | 1977 | N/A | N/A | 41.4278 | -96.4622 | united states
longleaf energy associates | 1200 | supercritical | cancelled | 2011 | N/A | N/A | 31.2956 | -84.8711 | united states
mountain state energy holdings llc | 808 | supercritical | operating | 2011 | N/A | N/A | 39.7078 | -79.9582 | united states
unknown | 97.428 | subcritical | operating | 1983 | N/A | N/A | 41.318 | -91.0933 | united states
midamerican energy co | 714.472 | subcritical | operating | 1983 | N/A | N/A | 41.318 | -91.0933 | united states
genon holdings inc | 179.5 | subcritical | retired | 1966 | 2007 | N/A | 41.2578 | -73.9797 | united states
genon holdings inc | 200.6 | subcritical | retired | 1969 | 2008 | N/A | 41.2578 | -73.9797 | united states
nc renewable power - lumberton llc | 34.7 | subcritical | retired | 1985 | 2016 | N/A | 34.5902 | -78.9965 | united states
major oak power llc | 174.6 | subcritical | operating | 1990 | N/A | N/A | 31.0931 | -96.6962 | united states
major oak power llc | 174.6 | subcritical | operating | 1991 | N/A | N/A | 31.0931 | -96.6962 | united states
southern illinois power cooperative inc | 120 | unknown | operating | 2003 | N/A | N/A | 37.6197 | -88.9529 | united states
southern illinois power cooperative inc | 33 | subcritical | retired | 1963 | 2003 | N/A | 37.6197 | -88.9529 | united states
southern illinois power cooperative inc | 33 | subcritical | retired | 1963 | 2003 | N/A | 37.6197 | -88.9529 | united states
southern illinois power cooperative inc | 33 | subcritical | retired | 1963 | 2003 | N/A | 37.6197 | -88.9529 | united states
southern illinois power cooperative inc | 173 | subcritical | retired | 1978 | 2020 | N/A | 37.6197 | -88.9529 | united states
duke energy carolinas llc | 350 | subcritical | operating | 1965 | N/A | 2028 | 35.5979 | -80.9612 | united states
duke energy carolinas llc | 350 | subcritical | operating | 1966 | N/A | 2028 | 35.5979 | -80.9612 | united states
duke energy carolinas llc | 648 | supercritical | operating | 1969 | N/A | 2031 | 35.5979 | -80.9612 | united states
duke energy carolinas llc | 648 | supercritical | operating | 1970 | N/A | 2031 | 35.5979 | -80.9612 | united states
city of colorado springs (colorado) | 50 | subcritical | retired | 1962 | 2017 | N/A | 38.825 | -104.8328 | united states
city of colorado springs (colorado) | 75 | subcritical | retired | 1968 | 2021 | N/A | 38.825 | -104.8328 | united states
city of colorado springs (colorado) | 132 | subcritical | retired | 1974 | 2021 | N/A | 38.825 | -104.8328 | united states
luminant generation company llc | 793.2 | supercritical | operating | 1977 | N/A | N/A | 32.2598 | -94.5705 | united states
luminant generation company llc | 793.2 | supercritical | operating | 1978 | N/A | N/A | 32.2598 | -94.5705 | united states
luminant generation company llc | 793.2 | supercritical | operating | 1979 | N/A | N/A | 32.2598 | -94.5705 | united states
talenenergy martins creek llc | 156.3 | subcritical | retired | 1954 | 2007 | N/A | 40.7964 | -75.1086 | united states
talenenergy martins creek llc | 156.3 | subcritical | retired | 1956 | 2007 | N/A | 40.7964 | -75.1086 | united states
dte electric co | 75 | subcritical | retired | 1943 | 2011 | N/A | 42.9248 | -82.4615 | united states
dte electric co | 75 | subcritical | retired | 1947 | 2011 | N/A | 42.9248 | -82.4615 | united states
duke energy progress llc | 735.8 | subcritical | operating | 1983 | N/A | 2030 | 36.5278 | -78.8919 | united states
georgia power co | 299.2 | subcritical | retired | 1963 | 2012 | N/A | 33.8247 | -84.4748 | united states
georgia power co | 299.2 | subcritical | retired | 1964 | 2011 | N/A | 33.8247 | -84.4748 | united states
georgia power co | 177.6 | subcritical | retired | 1979 | 2019 | N/A | 32.3567 | -81.1677 | united states
dominion energy south carolina inc | 146.8 | subcritical | retired | 1958 | 2016 | N/A | 34.0561 | -81.2176 | united states
dominion energy south carolina inc | 146.8 | subcritical | retired | 1958 | 2016 | N/A | 34.0561 | -81.2176 | united states
virginia electric and power co | 69.9 | subcritical | retired | 1992 | 2019 | N/A | 36.5993 | -78.5301 | united states
virginia electric and power co | 69.9 | subcritical | retired | 1992 | 2019 | N/A | 36.5993 | -78.5301 | united states
union electric co | 137.5 | subcritical | retired | 1953 | 2016 | N/A | 38.4021 | -90.3357 | united states
union electric co | 137.5 | subcritical | retired | 1954 | 2016 | N/A | 38.4021 | -90.3357 | united states
union electric co | 289 | subcritical | retired | 1959 | 2022 | N/A | 38.4021 | -90.3357 | united states
union electric co | 359 | subcritical | retired | 1961 | 2022 | N/A | 38.4021 | -90.3357 | united states
parkway generation operating llc | 326.4 | subcritical | retired | 1960 | 2017 | N/A | 40.1786 | -74.7344 | united states
parkway generation operating llc | 326.4 | subcritical | retired | 1961 | 2017 | N/A | 40.1786 | -74.7344 | united states
futuregen industrial alliance inc | 58 | subcritical | retired | 1948 | 2011 | N/A | 39.8233 | -90.5672 | united states
futuregen industrial alliance inc | 58 | subcritical | retired | 1949 | 2011 | N/A | 39.8233 | -90.5672 | united states
futuregen industrial alliance inc | 239.4 | subcritical | retired | 1960 | 2011 | N/A | 39.8233 | -90.5672 | united states
hallador power company llc | 540 | subcritical | operating | 1982 | N/A | N/A | 39.0697 | -87.5114 | united states
hallador power company llc | 540 | subcritical | operating | 1983 | N/A | N/A | 39.0697 | -87.5114 | united states
granite shore power llc | 113.6 | subcritical | operating | 1960 | N/A | 2028 | 43.1411 | -71.4675 | united states
granite shore power llc | 345.6 | subcritical | operating | 1968 | N/A | 2028 | 43.1411 | -71.4675 | united states
excelsior energy inc | 603 | IGCC | cancelled | N/A | N/A | N/A | 47.4621 | -93.7375 | united states
dynegy miami fort llc | 100 | subcritical | retired | 1949 | 2008 | N/A | 39.1131 | -84.8029 | united states
duke energy ohio inc | 163.2 | subcritical | retired | 1960 | 2015 | N/A | 39.1131 | -84.8029 | united states
luminant miami fort | 557.1 | subcritical | operating | 1975 | N/A | 2027 | 39.1131 | -84.8029 | united states
luminant miami fort | 557.1 | subcritical | operating | 1978 | N/A | 2027 | 39.1131 | -84.8029 | united states
northern indiana public service co llc | 540 | supercritical | operating | 1974 | N/A | 2028 | 41.722 | -86.9094 | united states
louisville gas & electric co | 355.5 | subcritical | operating | 1972 | N/A | 2024 | 38.0524 | -85.9098 | united states
louisville gas & electric co | 355.5 | subcritical | operating | 1974 | N/A | 2028 | 38.0524 | -85.9098 | united states
louisville gas & electric co | 462.6 | subcritical | operating | 1978 | N/A | 2035 | 38.0524 | -85.9098 | united states
louisville gas & electric co | 543.6 | subcritical | operating | 1982 | N/A | 2035 | 38.0524 | -85.9098 | united states
alabama power co | 642.005 | subcritical | operating | 1978 | N/A | N/A | 33.6332 | -87.0598 | united states
powersouth energy cooperative | 56.44 | subcritical | operating | 1978 | N/A | N/A | 33.6332 | -87.0598 | united states
alabama power co | 642.005 | subcritical | operating | 1985 | N/A | N/A | 33.6332 | -87.0598 | united states
powersouth energy cooperative | 56.44 | subcritical | operating | 1985 | N/A | N/A | 33.6332 | -87.0598 | united states
alabama power co | 705.5 | subcritical | operating | 1989 | N/A | N/A | 33.6332 | -87.0598 | united states
alabama power co | 705.5 | subcritical | operating | 1991 | N/A | N/A | 33.6332 | -87.0598 | united states
interstate power and light co | 218.5 | subcritical | retired | 1967 | 2015 | N/A | 41.8076 | -90.2341 | united states
minnkota power cooperative inc | 272 | subcritical | operating | 1970 | N/A | N/A | 47.0661 | -101.2146 | united states
square butte electrical cooperative inc | 495 | subcritical | operating | 1977 | N/A | N/A | 47.0661 | -101.2146 | united states
kentucky power co | 408.15 | supercritical | operating | 1971 | N/A | 2040 | 39.8382 | -80.8181 | united states
wheeling power co | 408.15 | supercritical | operating | 1971 | N/A | 2040 | 39.8382 | -80.8181 | united states
wheeling power co | 408.15 | supercritical | operating | 1971 | N/A | 2040 | 39.8382 | -80.8181 | united states
kentucky power co | 408.15 | supercritical | operating | 1971 | N/A | 2040 | 39.8382 | -80.8181 | united states
firstenergy solutions corp | 299.2 | subcritical | retired | 1963 | 2013 | N/A | 40.2202 | -79.9677 | united states
georgia power co | 163.2 | subcritical | retired | 1964 | 2015 | N/A | 31.4447 | -84.134 | united states
dte energy services inc | 43.1 | subcritical | retired | 1985 | 2012 | N/A | 30.7385 | -88.0489 | united states
dte energy services inc | 35.7 | subcritical | retired | 1985 | 2012 | N/A | 30.7385 | -88.0489 | united states
salt river project | 163.62 | subcritical | retired | 1970 | 2007 | N/A | 35.1443 | -114.5933 | united states
los angeles department of water & power | 81.81 | subcritical | retired | 1970 | 2007 | N/A | 35.1443 | -114.5933 | united states
southern california edison co | 458.136 | subcritical | retired | 1970 | 2007 | N/A | 35.1443 | -114.5933 | united states
nevada power co | 114.534 | subcritical | retired | 1970 | 2007 | N/A | 35.1443 | -114.5933 | united states
nevada power co | 114.534 | subcritical | retired | 1971 | 2007 | N/A | 35.1443 | -114.5933 | united states
salt river project | 163.62 | subcritical | retired | 1971 | 2007 | N/A | 35.1443 | -114.5933 | united states
los angeles department of water & power | 81.81 | subcritical | retired | 1971 | 2007 | N/A | 35.1443 | -114.5933 | united states
southern california edison co | 458.136 | subcritical | retired | 1971 | 2007 | N/A | 35.1443 | -114.5933 | united states
dte electric co | 817.2 | supercritical | operating | 1971 | N/A | 2032 | 41.8904 | -83.345 | united states
dte electric co | 822.6 | supercritical | operating | 1973 | N/A | 2032 | 41.8904 | -83.345 | united states
dte electric co | 822.6 | supercritical | operating | 1973 | N/A | 2028 | 41.8904 | -83.345 | united states
dte electric co | 817.2 | supercritical | operating | 1974 | N/A | 2028 | 41.8904 | -83.345 | united states
luminant generation company llc | 593.4 | supercritical | retired | 1974 | 2018 | N/A | 33.0915 | -95.0378 | united states
luminant generation company llc | 593.4 | supercritical | retired | 1975 | 2018 | N/A | 33.0915 | -95.0378 | united states
luminant generation company llc | 793.2 | supercritical | retired | 1978 | 2018 | N/A | 33.0915 | -95.0378 | united states
talenenergy montour llc | 864.9 | supercritical | operating | 1971 | N/A | 2025 | 41.0696 | -76.6655 | united states
talenenergy montour llc | 893 | supercritical | operating | 1973 | N/A | 2025 | 41.0696 | -76.6655 | united states
evergy metro inc | 187.5 | subcritical | retired | 1958 | 2016 | N/A | 38.3108 | -93.9344 | united states
evergy metro inc | 187.5 | subcritical | retired | 1960 | 2018 | N/A | 38.3108 | -93.9344 | united states
evergy metro inc | 188.1 | subcritical | retired | 1964 | 2018 | N/A | 38.3108 | -93.9344 | united states
morgantown energy associates inc | 68.9 | subcritical | retired | 1991 | 2020 | N/A | 39.64 | -79.9614 | united states
lanyard power holdings llc | 626 | supercritical | retired | 1970 | 2022 | N/A | 38.3596 | -76.9757 | united states
lanyard power holdings llc | 626 | supercritical | retired | 1971 | 2022 | N/A | 38.3596 | -76.9757 | united states
cooperative energy | 200 | subcritical | retired | 1978 | 2018 | N/A | 31.2178 | -89.394 | united states
cooperative energy | 200 | subcritical | retired | 1978 | 2018 | N/A | 31.2178 | -89.394 | united states
virginia electric and power co | 570.2 | subcritical | operating | 1965 | N/A | N/A | 39.2005 | -79.2647 | united states
virginia electric and power co | 570.2 | subcritical | operating | 1966 | N/A | N/A | 39.2005 | -79.2647 | united states
virginia electric and power co | 522 | subcritical | operating | 1973 | N/A | N/A | 39.2005 | -79.2647 | united states
firstlight power resources inc | 136 | subcritical | retired | 1960 | 2014 | N/A | 42.2806 | -72.6055 | united states
appalachian power co | 1300 | supercritical | operating | 1980 | N/A | 2040 | 38.9792 | -81.9398 | united states
mount carmel cogeneration inc | 47.3 | subcritical | operating | 1990 | N/A | N/A | 40.8112 | -76.454 | united states
dte energy services inc | 40.92 | subcritical | retired | 1989 | 2012 | N/A | 35.5763 | -119.0066 | united states
macpherson power co | 20.46 | subcritical | retired | 1989 | 2012 | N/A | 35.5763 | -119.0066 | united states
board of water electric & communications | 75 | subcritical | operating | 1969 | N/A | N/A | 41.3893 | -91.0578 | united states
board of water electric & communications | 175 | subcritical | operating | 1983 | N/A | N/A | 41.3893 | -91.0578 | united states
aep generation resources | 219.6 | subcritical | retired | 1953 | 2015 | N/A | 39.5896 | -81.683 | united states
aep generation resources | 219.6 | subcritical | retired | 1954 | 2015 | N/A | 39.5896 | -81.683 | united states
aep generation resources | 237.5 | subcritical | retired | 1957 | 2015 | N/A | 39.5896 | -81.683 | united states
aep generation resources | 237.5 | subcritical | retired | 1958 | 2015 | N/A | 39.5896 | -81.683 | united states
aep generation resources | 615.2 | supercritical | retired | 1968 | 2015 | N/A | 39.5896 | -81.683 | united states
oklahoma gas and electric co | 572.4 | subcritical | retired | 1977 | 2019 | N/A | 35.7619 | -95.2879 | united states
oklahoma gas and electric co | 572.4 | subcritical | retired | 1978 | 2019 | N/A | 35.7619 | -95.2879 | united states
oklahoma gas and electric co | 572.4 | subcritical | operating | 1984 | N/A | 2049 | 35.7619 | -95.2879 | united states
pacificorp | 192 | subcritical | operating | 1963 | N/A | 2026 | 41.7589 | -110.597 | united states
pacificorp | 256 | subcritical | operating | 1968 | N/A | 2026 | 41.7589 | -110.597 | united states
pacificorp | 384 | subcritical | retired | 1971 | 2019 | N/A | 41.7589 | -110.597 | united states
tucson electric power co | 56.217 | supercritical | retired | 1974 | 2019 | N/A | 36.904 | -111.3888 | united states
bureau of reclamation (united states) | 192.744 | supercritical | retired | 1974 | 2019 | N/A | 36.904 | -111.3888 | united states
los angeles department of water & power | 168.651 | supercritical | retired | 1974 | 2019 | N/A | 36.904 | -111.3888 | united states
arizona public service co | 112.434 | supercritical | retired | 1974 | 2019 | N/A | 36.904 | -111.3888 | united states
salt river project | 168.651 | supercritical | retired | 1974 | 2019 | N/A | 36.904 | -111.3888 | united states
nevada power co | 88.341 | supercritical | retired | 1974 | 2019 | N/A | 36.904 | -111.3888 | united states
bureau of reclamation (united states) | 192.744 | supercritical | retired | 1975 | 2019 | N/A | 36.904 | -111.3888 | united states
los angeles department of water & power | 168.651 | supercritical | retired | 1975 | 2019 | N/A | 36.904 | -111.3888 | united states
nevada power co | 88.341 | supercritical | retired | 1975 | 2019 | N/A | 36.904 | -111.3888 | united states
salt river project | 168.651 | supercritical | retired | 1975 | 2019 | N/A | 36.904 | -111.3888 | united states
tucson electric power co | 56.217 | supercritical | retired | 1975 | 2019 | N/A | 36.904 | -111.3888 | united states
arizona public service co | 112.434 | supercritical | retired | 1975 | 2019 | N/A | 36.904 | -111.3888 | united states
nevada power co | 88.341 | supercritical | retired | 1976 | 2019 | N/A | 36.904 | -111.3888 | united states
arizona public service co | 112.434 | supercritical | retired | 1976 | 2019 | N/A | 36.904 | -111.3888 | united states
bureau of reclamation (united states) | 192.744 | supercritical | retired | 1976 | 2019 | N/A | 36.904 | -111.3888 | united states
salt river project | 337.302 | supercritical | retired | 1976 | 2019 | N/A | 36.904 | -111.3888 | united states
tucson electric power co | 56.217 | supercritical | retired | 1976 | 2019 | N/A | 36.904 | -111.3888 | united states
city of kansas city (kansas) | 261 | subcritical | operating | 1981 | N/A | N/A | 39.1711 | -94.6972 | united states
omaha public power district | 651.6 | subcritical | operating | 1979 | N/A | N/A | 40.6207 | -95.7734 | united states
omaha public power district | 738 | subcritical | operating | 2009 | N/A | N/A | 40.6207 | -95.7734 | united states
black hills power inc | 90 | subcritical/CCS | operating | 1995 | N/A | N/A | 44.2879 | -105.384 | united states
wisconsin power and light co | 113.6 | subcritical | retired | 1959 | 2015 | N/A | 42.7224 | -91.0089 | united states
wisconsin power and light co | 113.6 | subcritical | retired | 1962 | 2015 | N/A | 42.7224 | -91.0089 | united states
new castle power llc | 98 | subcritical | retired | 1952 | 2016 | N/A | 40.939 | -80.3681 | united states
new castle power llc | 114 | subcritical | retired | 1958 | 2016 | N/A | 40.939 | -80.3681 | united states
new castle power llc | 136 | subcritical | retired | 1964 | 2016 | N/A | 40.939 | -80.3681 | united states
associated electric cooperative inc | 650 | subcritical | operating | 1972 | N/A | N/A | 36.5147 | -89.5618 | united states
associated electric cooperative inc | 650 | subcritical | operating | 1977 | N/A | N/A | 36.5147 | -89.5618 | united states
billerud americas corp | 35 | subcritical | retired | 1958 | 2019 | N/A | 39.4726 | -79.0567 | united states
billerud americas corp | 30 | subcritical | retired | 1979 | 2019 | N/A | 39.4726 | -79.0567 | united states
illinois power generating co | 617.4 | subcritical | operating | 1977 | N/A | 2027 | 38.9365 | -88.277 | united states
illinois power generating co | 617.4 | subcritical | retired | 1982 | 2016 | N/A | 38.9365 | -88.277 | united states
niles power llc | 132.8 | subcritical | retired | 1954 | 2012 | N/A | 41.1666 | -80.747 | united states
niles power llc | 132.8 | subcritical | retired | 1954 | 2012 | N/A | 41.1666 | -80.747 | united states
virginia electric and power co | 80 | subcritical | retired | 1992 | 2012 | N/A | 39.2616 | -79.3312 | united states
omaha public power district | 73.5 | subcritical | retired | 1954 | 2016 | N/A | 41.3296 | -95.9465 | united states
omaha public power district | 108.8 | subcritical | retired | 1957 | 2016 | N/A | 41.3296 | -95.9465 | united states
omaha public power district | 108.8 | subcritical | retired | 1959 | 2016 | N/A | 41.3296 | -95.9465 | united states
omaha public power district | 136 | subcritical | operating | 1963 | N/A | 2026 | 41.3296 | -95.9465 | united states
omaha public power district | 217.6 | subcritical | operating | 1968 | N/A | 2026 | 41.3296 | -95.9465 | united states
sierra pacific power co | 138.6 | subcritical | operating | 1981 | N/A | 2025 | 40.8817 | -117.1523 | united states
idaho power co | 138.6 | subcritical | operating | 1981 | N/A | 2025 | 40.8817 | -117.1523 | united states
idaho power co | 144.9 | subcritical | operating | 1985 | N/A | 2025 | 40.8817 | -117.1523 | united states
sierra pacific power co | 144.9 | subcritical | operating | 1985 | N/A | 2025 | 40.8817 | -117.1523 | united states
eif northampton gp llc | 134.1 | subcritical | operating | 1995 | N/A | N/A | 40.692 | -75.4787 | united states
austin utilities | 31.9 | subcritical | retired | 1971 | 2012 | N/A | 43.7022 | -92.9625 | united states
public service company of oklahoma | 473 | supercritical | operating | 1979 | N/A | 2026 | 36.4263 | -95.6994 | united states
public service company of oklahoma | 473 | supercritical | retired | 1980 | 2016 | N/A | 36.4263 | -95.6994 | united states
jea | 297.5 | subcritical | operating | 2002 | N/A | N/A | 30.4191 | -81.5549 | united states
jea | 297.5 | subcritical | operating | 2002 | N/A | N/A | 30.4191 | -81.5549 | united states
tri-state generation and transmission association inc | 79.3 | subcritical | retired | 1991 | 2019 | N/A | 38.2387 | -108.5083 | united states
luminant generation company llc | 916.8 | supercritical | operating | 2010 | N/A | N/A | 31.1813 | -96.489 | united states
luminant generation company llc | 878.6 | supercritical | operating | 2011 | N/A | N/A | 31.1769 | -96.4904 | united states
public service company of oklahoma | 720 | subcritical | retired | 1986 | 2020 | N/A | 34.0826 | -99.1758 | united states
interstate power and light co | 348.432 | subcritical | operating | 1981 | N/A | N/A | 41.0977 | -92.5549 | united states
midamerican energy co | 377.468 | subcritical | operating | 1981 | N/A | N/A | 41.0977 | -92.5549 | united states
panther creek power operating llc | 94 | subcritical | operating | 1992 | N/A | N/A | 40.8546 | -75.8785 | united states
tennessee valley authority | 704 | subcritical | retired | 1963 | 2017 | N/A | 37.2603 | -86.9792 | united states
tennessee valley authority | 704 | subcritical | retired | 1963 | 2017 | N/A | 37.2603 | -86.9792 | united states
tennessee valley authority | 1150.2 | supercritical | retired | 1970 | 2020 | N/A | 37.2603 | -86.9792 | united states
nrg texas power llc | 734.1 | subcritical | operating | 1977 | N/A | N/A | 29.4771 | -95.6349 | united states
nrg texas power llc | 734.1 | subcritical | operating | 1978 | N/A | N/A | 29.4771 | -95.6349 | united states
nrg texas power llc | 614.6 | subcritical | operating | 1980 | N/A | N/A | 29.4771 | -95.6349 | united states
nrg texas power llc | 614.6 | subcritical | operating | 1982 | N/A | N/A | 29.4771 | -95.6349 | united states
public service company of colorado | 552.3 | subcritical | operating | 1981 | N/A | 2025 | 40.2202 | -103.6795 | united states
indianapolis power & light co | 281.6 | subcritical | retired | 1967 | 2021 | N/A | 38.5283 | -87.2529 | united states
indianapolis power & light co | 523.3 | subcritical | retired | 1969 | 2023 | N/A | 38.5283 | -87.2529 | united states
indianapolis power & light co | 670.9 | subcritical | operating | 1977 | N/A | 2026 | 38.5283 | -87.2529 | united states
indianapolis power & light co | 670.9 | subcritical | operating | 1986 | N/A | 2026 | 38.5283 | -87.2529 | united states
appalachian power co | 152.5 | subcritical | retired | 1950 | 2015 | N/A | 38.9736 | -81.9298 | united states
ohio power co | 152.5 | subcritical | retired | 1950 | 2015 | N/A | 38.9736 | -81.9298 | united states
appalachian power co | 152.5 | subcritical | retired | 1951 | 2015 | N/A | 38.9736 | -81.9298 | united states
ohio power co | 152.5 | subcritical | retired | 1952 | 2015 | N/A | 38.9736 | -81.9298 | united states
ohio power co | 495.5 | supercritical | retired | 1960 | 2012 | N/A | 38.9736 | -81.9298 | united states
aep generation resources | 106.3 | subcritical | retired | 1955 | 2015 | N/A | 39.793 | -83.0096 | united states
aci energy inc | 36.2 | subcritical | retired | 1992 | 2013 | N/A | 41.1765 | -79.4414 | united states
southwestern electric power co | 612.68 | subcritical | retired | 1985 | 2023 | N/A | 32.461 | -94.4848 | united states
unknown | 14.416 | subcritical | retired | 1985 | 2023 | N/A | 32.461 | -94.4848 | united states
northeast texas electric cooperative inc | 79.288 | subcritical | retired | 1985 | 2023 | N/A | 32.461 | -94.4848 | united states
georgia power co | 805.8 | supercritical | operating | 1971 | N/A | 2035 | 34.126 | -84.9207 | united states
georgia power co | 788.8 | supercritical | operating | 1972 | N/A | 2035 | 34.126 | -84.9207 | united states
georgia power co | 952 | supercritical | operating | 1974 | N/A | 2035 | 34.126 | -84.9207 | united states
georgia power co | 952 | supercritical | operating | 1975 | N/A | 2035 | 34.126 | -84.9207 | united states
city of grand island (nebraska) | 109.8 | subcritical | operating | 1982 | N/A | N/A | 40.8538 | -98.3482 | united states
wisconsin electric power co | 616.6 | subcritical | retired | 1980 | 2018 | N/A | 42.538 | -87.9029 | united states
wisconsin electric power co | 616.6 | subcritical | retired | 1985 | 2018 | N/A | 42.538 | -87.9029 | united states
omnis fuel technologies llc | 684 | supercritical | operating | 1979 | N/A | N/A | 39.3674 | -81.2957 | united states
omnis fuel technologies llc | 684 | supercritical | operating | 1980 | N/A | N/A | 39.3674 | -81.2957 | united states
plum point energy associates llc | 403.2 | subcritical | operating | 2010 | N/A | N/A | 35.663 | -89.9468 | united states
missouri joint municipal power electric | 158.4 | subcritical | operating | 2010 | N/A | N/A | 35.663 | -89.9468 | united states
east texas electric cooperative inc | 50.4 | subcritical | operating | 2010 | N/A | N/A | 35.663 | -89.9468 | united states
municipal energy agency of ms | 43.2 | subcritical | operating | 2010 | N/A | N/A | 35.663 | -89.9468 | united states
empire district electric co | 50.4 | subcritical | operating | 2010 | N/A | N/A | 35.663 | -89.9468 | united states
ls power development llc | 665 | subcritical | cancelled | N/A | N/A | N/A | 35.663 | -89.9468 | united states
tampa electric co | 192.9 | IGCC | retired | 1996 | 2023 | N/A | 27.7286 | -81.9897 | united states
nucoastal power corp | 303 | CFB | cancelled | N/A | N/A | N/A | 28.6716 | -96.5611 | united states
wisconsin electric power co | 80 | subcritical | retired | 1935 | 2004 | N/A | 43.3847 | -87.87 | united states
wisconsin electric power co | 80 | subcritical | retired | 1943 | 2004 | N/A | 43.3847 | -87.87 | united states
wisconsin electric power co | 80 | subcritical | retired | 1948 | 2004 | N/A | 43.3847 | -87.87 | united states
wisconsin electric power co | 80 | subcritical | retired | 1949 | 2003 | N/A | 43.3847 | -87.87 | united states
portland power llc | 172 | subcritical | retired | 1958 | 2016 | N/A | 40.9095 | -75.0785 | united states
portland power llc | 255 | subcritical | retired | 1962 | 2016 | N/A | 40.9095 | -75.0785 | united states
nrg genon | 92 | subcritical | retired | 1949 | 2012 | N/A | 38.8206 | -77.0406 | united states
nrg genon | 92 | subcritical | retired | 1950 | 2012 | N/A | 38.8206 | -77.0406 | united states
nrg genon | 110 | subcritical | retired | 1954 | 2012 | N/A | 38.8206 | -77.0406 | united states
nrg genon | 110 | subcritical | retired | 1956 | 2012 | N/A | 38.8206 | -77.0406 | united states
nrg genon | 110 | subcritical | retired | 1957 | 2012 | N/A | 38.8206 | -77.0406 | united states
midwest generations eme llc | 892.8 | subcritical | operating | 1972 | N/A | 2028 | 40.5407 | -89.6787 | united states
midwest generations eme llc | 892.8 | subcritical | operating | 1975 | N/A | 2028 | 40.5407 | -89.6787 | united states
axiall corp | 82 | subcritical | retired | 1966 | 2016 | N/A | 39.7465 | -80.8536 | united states
interstate power and light co | 50 | subcritical | operating | 1958 | N/A | 2025 | 41.9437 | -91.6387 | united states
interstate power and light co | 148.8 | subcritical | retired | 1967 | 2017 | N/A | 41.9437 | -91.6387 | united states
american municipal power inc | 203.09 | supercritical | operating | 2012 | N/A | N/A | 38.2783 | -89.6686 | united states
prairie power inc | 70.64 | supercritical | operating | 2012 | N/A | N/A | 38.2783 | -89.6686 | united states
kentucky municipal power agency | 61.81 | supercritical | operating | 2012 | N/A | N/A | 38.2783 | -89.6686 | united states
missouri joint municipal electric utility commission | 105.96 | supercritical | operating | 2012 | N/A | N/A | 38.2783 | -89.6686 | united states
illinois municipal elec agency | 132.45 | supercritical | operating | 2012 | N/A | N/A | 38.2783 | -89.6686 | united states
indiana municipal power agency | 105.96 | supercritical | operating | 2012 | N/A | N/A | 38.2783 | -89.6686 | united states
northern illinois municipal power agency | 61.81 | supercritical | operating | 2012 | N/A | N/A | 38.2783 | -89.6686 | united states
wabash valley power association inc | 44.15 | supercritical | operating | 2012 | N/A | N/A | 38.2783 | -89.6686 | united states
southern illinois power cooperative inc | 61.81 | supercritical | operating | 2012 | N/A | N/A | 38.2783 | -89.6686 | united states
missouri joint municipal electric utility commission | 105.96 | supercritical | operating | 2012 | N/A | N/A | 38.2783 | -89.6686 | united states
american municipal power inc | 203.09 | supercritical | operating | 2012 | N/A | N/A | 38.2783 | -89.6686 | united states
indiana municipal power agency | 105.96 | supercritical | operating | 2012 | N/A | N/A | 38.2783 | -89.6686 | united states
southern illinois power cooperative inc | 61.81 | supercritical | operating | 2012 | N/A | N/A | 38.2783 | -89.6686 | united states
northern illinois municipal power agency | 61.81 | supercritical | operating | 2012 | N/A | N/A | 38.2783 | -89.6686 | united states
illinois municipal elec agency | 132.45 | supercritical | operating | 2012 | N/A | N/A | 38.2783 | -89.6686 | united states
lively grove energy partners llc | 44.15 | supercritical | operating | 2012 | N/A | N/A | 38.2783 | -89.6686 | united states
prairie power inc | 70.64 | supercritical | operating | 2012 | N/A | N/A | 38.2783 | -89.6686 | united states
kentucky municipal power agency | 61.81 | supercritical | operating | 2012 | N/A | N/A | 38.2783 | -89.6686 | united states
wisconsin electric power co | 37.5 | subcritical | retired | 1962 | 2007 | N/A | 46.5792 | -87.3952 | united states
wisconsin electric power co | 58 | subcritical | retired | 1964 | 2009 | N/A | 46.5792 | -87.3952 | united states
wisconsin electric power co | 58 | subcritical | retired | 1966 | 2009 | N/A | 46.5792 | -87.3952 | united states
wisconsin electric power co | 90 | subcritical | retired | 1974 | 2019 | N/A | 46.5792 | -87.3952 | united states
wisconsin electric power co | 90 | subcritical | retired | 1975 | 2019 | N/A | 46.5792 | -87.3952 | united states
wisconsin electric power co | 90 | subcritical | retired | 1978 | 2019 | N/A | 46.5792 | -87.3952 | united states
wisconsin electric power co | 90 | subcritical | retired | 1978 | 2019 | N/A | 46.5792 | -87.3952 | united states
wisconsin electric power co | 90 | subcritical | retired | 1979 | 2019 | N/A | 46.5792 | -87.3952 | united states
wisconsin public service corp | 30 | subcritical | retired | 1943 | 2007 | N/A | 44.5399 | -88.0082 | united states
wisconsin public service corp | 30 | subcritical | retired | 1947 | 2007 | N/A | 44.5399 | -88.0082 | united states
wisconsin public service corp | 50 | subcritical | retired | 1949 | 2015 | N/A | 44.5399 | -88.0082 | united states
wisconsin public service corp | 69 | subcritical | retired | 1951 | 2015 | N/A | 44.5399 | -88.0082 | united states
wisconsin public service corp | 82 | subcritical | retired | 1958 | 2018 | N/A | 44.5399 | -88.0082 | united states
wisconsin public service corp | 150 | subcritical | retired | 1964 | 2018 | N/A | 44.5399 | -88.0082 | united states
purdue university | 30.8 | subcritical | retired | 1995 | 2012 | N/A | 40.4162 | -86.9125 | united states
scs energy llc | 400 | IGCC | cancelled | N/A | N/A | N/A | 40.6247 | -74.246 | united states
city of kansas city (kansas) | 81.6 | subcritical | retired | 1965 | 2015 | N/A | 39.1509 | -94.6366 | united states
city of kansas city (kansas) | 157.5 | subcritical | retired | 1971 | 2015 | N/A | 39.1509 | -94.6366 | united states
great northern power development lp | 175 | IGCC | cancelled | 2019 | N/A | N/A | 46.8639 | -102.9922 | united states
firstenergy solutions corp | 75 | subcritical | retired | 1958 | 2012 | N/A | 39.595 | -77.8267 | united states
firstenergy solutions corp | 34.5 | subcritical | retired | 1947 | 2012 | N/A | 39.595 | -77.8267 | united states
platte river power authority | 293.6 | subcritical | operating | 1984 | N/A | 2030 | 40.86 | -105.0269 | united states
city of colorado springs (colorado) | 207 | subcritical | operating | 1980 | N/A | 2030 | 38.6334 | -104.7078 | united states
s e choctaw llc | 513.7 | subcritical | operating | 2001 | N/A | N/A | 33.3762 | -89.2185 | united states
nevada power co | 114 | subcritical | retired | 1965 | 2014 | N/A | 36.6563 | -114.6328 | united states
nevada power co | 114 | subcritical | retired | 1968 | 2014 | N/A | 36.6563 | -114.6328 | united states
nevada power co | 114 | subcritical | retired | 1976 | 2014 | N/A | 36.6563 | -114.6328 | united states
nevada power co | 294.8 | subcritical | retired | 1983 | 2017 | N/A | 36.6563 | -114.6328 | united states
american municipal power inc | 50 | subcritical | retired | 1988 | 2010 | N/A | 39.3672 | -81.5188 | united states
american municipal power inc | 50 | subcritical | retired | 1988 | 2010 | N/A | 39.3672 | -81.5188 | united states
american municipal power inc | 50 | subcritical | retired | 1988 | 2010 | N/A | 39.3672 | -81.5188 | united states
american municipal power inc | 50 | subcritical | retired | 1988 | 2010 | N/A | 39.3672 | -81.5188 | united states
ihi power services corp | 38.2 | subcritical | retired | 1989 | 2016 | N/A | 35.7414 | -119.0516 | united states
ihi power services corp | 38.2 | subcritical | retired | 1989 | 2014 | N/A | 35.5472 | -119.0756 | united states
sithe global power llc | 290 | CFB | cancelled | N/A | N/A | N/A | 41.141 | -78.0968 | united states
dte electric co | 292.5 | subcritical | retired | 1957 | 2015 | N/A | 42.274 | -83.1124 | united states
dte electric co | 358.1 | subcritical | retired | 1958 | 2021 | N/A | 42.274 | -83.1124 | united states
oklahoma gas and electric co | 175 | subcritical | operating | 1990 | N/A | N/A | 35.1919 | -94.6425 | united states
oklahoma gas and electric co | 175 | subcritical | operating | 1990 | N/A | N/A | 35.1919 | -94.6425 | united states
duke energy carolinas llc | 100 | subcritical | retired | 1952 | 2013 | N/A | 35.3601 | -80.9735 | united states
duke energy carolinas llc | 100 | subcritical | retired | 1952 | 2013 | N/A | 35.3601 | -80.9735 | united states
duke energy carolinas llc | 133 | subcritical | retired | 1954 | 2013 | N/A | 35.3601 | -80.9735 | united states
duke energy carolinas llc | 133 | subcritical | retired | 1954 | 2013 | N/A | 35.3601 | -80.9735 | united states
midamerican energy co | 136 | subcritical | retired | 1961 | 2015 | N/A | 41.5404 | -90.4478 | united states
xcel energy inc | 165 | subcritical | retired | 1987 | 2008 | N/A | 45.0259 | -93.2765 | united states
xcel energy inc | 238.9 | subcritical | retired | 1964 | 2009 | N/A | 45.0259 | -93.2765 | united states
empire district electric co | 37.5 | subcritical | retired | 1950 | 2014 | N/A | 37.0718 | -94.7001 | united states
empire district electric co | 50 | subcritical | retired | 1954 | 2015 | N/A | 37.0718 | -94.7001 | united states
monongahela power co | 35 | subcritical | retired | 1943 | 2012 | N/A | 39.5314 | -80.1124 | united states
monongahela power co | 74.8 | subcritical | retired | 1951 | 2012 | N/A | 39.5314 | -80.1124 | united states
westmoreland partners inc | 182.3 | subcritical | retired | 1994 | 2017 | N/A | 36.4369 | -77.6162 | united states
westmoreland partners inc | 57.8 | subcritical | retired | 1995 | 2017 | N/A | 36.4369 | -77.6162 | united states
big rivers electric corp | 96 | subcritical | retired | 1966 | 2015 | N/A | 37.6458 | -87.5031 | united states
kentucky power co | 195 | supercritical | operating | 1984 | N/A | 2028 | 37.9257 | -87.0371 | united states
aep generating co | 455 | supercritical | operating | 1984 | N/A | 2028 | 37.9257 | -87.0371 | united states
indiana michigan power co | 650 | supercritical | operating | 1984 | N/A | 2028 | 37.9257 | -87.0371 | united states
aep generating co | 455 | supercritical | operating | 1989 | N/A | 2028 | 37.9257 | -87.0371 | united states
indiana michigan power co | 650 | supercritical | operating | 1989 | N/A | 2028 | 37.9257 | -87.0371 | united states
kentucky power co | 195 | supercritical | operating | 1989 | N/A | 2028 | 37.9257 | -87.0371 | united states
colstrip energy lp | 41.5 | subcritical | operating | 1990 | N/A | N/A | 45.9752 | -106.6552 | united states
north carolina electric membership corp | 410.8 | subcritical | operating | 1966 | N/A | 2028 | 36.4841 | -79.0722 | united states
duke energy progress llc | 410.8 | subcritical | operating | 1966 | N/A | 2028 | 36.4841 | -79.0722 | united states
north carolina electric membership corp | 657 | subcritical | operating | 1968 | N/A | 2033 | 36.4841 | -79.0722 | united states
duke energy progress llc | 657 | subcritical | operating | 1968 | N/A | 2033 | 36.4841 | -79.0722 | united states
duke energy progress llc | 745.2 | subcritical | operating | 1973 | N/A | 2033 | 36.4841 | -79.0722 | united states
north carolina electric membership corp | 745.2 | subcritical | operating | 1973 | N/A | 2033 | 36.4841 | -79.0722 | united states
duke energy progress llc | 745.2 | subcritical | operating | 1980 | N/A | 2028 | 36.4841 | -79.0722 | united states
north carolina electric membership corp | 745.2 | subcritical | operating | 1980 | N/A | 2028 | 36.4841 | -79.0722 | united states
entergy louisiana llc | 245.84 | subcritical | operating | 1982 | N/A | 2028 | 30.2844 | -93.2889 | united states
eam nelson holding llc | 61.46 | subcritical | operating | 1982 | N/A | 2028 | 30.2844 | -93.2889 | united states
sam rayburn g&t electric cooperative inc | 61.46 | subcritical | operating | 1982 | N/A | 2028 | 30.2844 | -93.2889 | united states
entergy texas inc | 178.234 | subcritical | operating | 1982 | N/A | 2028 | 30.2844 | -93.2889 | united states
east texas electric cooperative inc | 55.314 | subcritical | operating | 1982 | N/A | 2028 | 30.2844 | -93.2889 | united states
catalyst paper corp | 102.6 | subcritical | retired | 1990 | 2015 | N/A | 44.552 | -70.5424 | united states
union electric co | 621 | subcritical | retired | 1976 | 2024 | N/A | 38.1309 | -90.2628 | united states
union electric co | 621 | subcritical | retired | 1977 | 2024 | N/A | 38.1309 | -90.2628 | united states
rochester gas & electric corp | 46 | subcritical | retired | 1949 | 2009 | N/A | 43.2655 | -77.6335 | united states
rochester gas & electric corp | 62.5 | subcritical | retired | 1951 | 2009 | N/A | 43.2655 | -77.6335 | united states
rochester gas & electric corp | 62.5 | subcritical | retired | 1953 | 2009 | N/A | 43.2655 | -77.6335 | united states
rochester gas & electric corp | 81.6 | subcritical | retired | 1957 | 2009 | N/A | 43.2655 | -77.6335 | united states
footprint salem harbor op llc | 81.9 | subcritical | retired | 1952 | 2011 | N/A | 42.5263 | -70.8766 | united states
footprint salem harbor op llc | 82 | subcritical | retired | 1952 | 2011 | N/A | 42.5263 | -70.8766 | united states
footprint salem harbor op llc | 165.7 | subcritical | retired | 1958 | 2014 | N/A | 42.5263 | -70.8766 | united states
energy harbor generation llc | 190.4 | subcritical | retired | 1959 | 2020 | N/A | 40.5292 | -80.6321 | united states
energy harbor generation llc | 190.4 | subcritical | retired | 1960 | 2020 | N/A | 40.5292 | -80.6321 | united states
energy harbor generation llc | 190.4 | subcritical | retired | 1961 | 2020 | N/A | 40.5292 | -80.6321 | united states
energy harbor generation llc | 190.4 | subcritical | retired | 1962 | 2020 | N/A | 40.5292 | -80.6321 | united states
energy harbor generation llc | 334 | subcritical | retired | 1967 | 2023 | N/A | 40.5292 | -80.6321 | united states
energy harbor generation llc | 680 | supercritical | retired | 1969 | 2023 | N/A | 40.5292 | -80.6321 | united states
energy harbor generation llc | 680 | supercritical | retired | 1971 | 2023 | N/A | 40.5292 | -80.6321 | united states
tucson electric power co | 184.5 | subcritical | retired | 1973 | 2022 | N/A | 36.802 | -108.4381 | united states
public service company of new mexico | 184.5 | subcritical | retired | 1973 | 2022 | N/A | 36.802 | -108.4381 | united states
tucson electric power co | 184.5 | subcritical | retired | 1976 | 2017 | N/A | 36.802 | -108.4381 | united states
public service company of new mexico | 184.5 | subcritical | retired | 1976 | 2017 | N/A | 36.802 | -108.4381 | united states
imperial irrigation district | 116.55 | subcritical | retired | 1979 | 2017 | N/A | 36.802 | -108.4381 | united states
public service company of new mexico | 277.5 | subcritical | retired | 1979 | 2017 | N/A | 36.802 | -108.4381 | united states
city of colton - (ca) | 33.3 | subcritical | retired | 1979 | 2017 | N/A | 36.802 | -108.4381 | united states
unknown | 44.4 | subcritical | retired | 1979 | 2017 | N/A | 36.802 | -108.4381 | united states
city of azusa (california) | 33.3 | subcritical | retired | 1979 | 2017 | N/A | 36.802 | -108.4381 | united states
tri-state generation and transmission association inc | 44.4 | subcritical | retired | 1979 | 2017 | N/A | 36.802 | -108.4381 | united states
public service company of new mexico | 427.35 | subcritical | retired | 1982 | 2022 | N/A | 36.802 | -108.4381 | united states
county of los alamos | 38.85 | subcritical | retired | 1982 | 2022 | N/A | 36.802 | -108.4381 | united states
utah associated municipal power systems | 38.85 | subcritical | retired | 1982 | 2022 | N/A | 36.802 | -108.4381 | united states
city of farmington - (nm) | 44.4 | subcritical | retired | 1982 | 2022 | N/A | 36.802 | -108.4381 | united states
san miguel electric cooperative inc | 410 | subcritical | operating | 1982 | N/A | 2027 | 28.7044 | -98.4774 | united states
luminant generation company llc | 121 | subcritical | retired | 1953 | 2009 | N/A | 30.5672 | -97.0608 | united states
luminant generation company llc | 121 | subcritical | retired | 1954 | 2009 | N/A | 30.5672 | -97.0608 | united states
luminant generation company llc | 121 | subcritical | retired | 1954 | 2009 | N/A | 30.5672 | -97.0608 | united states
luminant generation company llc | 590.6 | supercritical | retired | 1981 | 2018 | N/A | 30.5672 | -97.0608 | united states
luminant generation company llc | 661.5 | subcritical | retired | 2009 | 2018 | N/A | 30.5672 | -97.0608 | united states
lower colorado river authority | 110.88 | supercritical | operating | 2013 | N/A | N/A | 31.4751 | -96.9574 | united states
sandy creek energy associates lp | 635.04 | supercritical | operating | 2013 | N/A | N/A | 31.4751 | -96.9574 | united states
riesel holdco llc | 252 | supercritical | operating | 2013 | N/A | N/A | 31.4751 | -96.9574 | united states
northern indiana public service co llc | 540 | supercritical | retired | 1976 | 2021 | N/A | 41.2162 | -87.0238 | united states
northern indiana public service co llc | 556.4 | subcritical | retired | 1979 | 2021 | N/A | 41.2162 | -87.0238 | united states
northern indiana public service co llc | 423.5 | subcritical | operating | 1983 | N/A | 2025 | 41.2162 | -87.0238 | united states
northern indiana public service co llc | 423.5 | subcritical | operating | 1986 | N/A | 2025 | 41.2162 | -87.0238 | united states
municipal electric authority of georgia | 267.3 | subcritical | operating | 1982 | N/A | N/A | 33.0603 | -83.8069 | united states
oglethorpe power corp | 534.6 | subcritical | operating | 1982 | N/A | N/A | 33.0603 | -83.8069 | united states
unknown | 8.91 | subcritical | operating | 1982 | N/A | N/A | 33.0603 | -83.8069 | united states
georgia power co | 71.28 | subcritical | operating | 1982 | N/A | N/A | 33.0603 | -83.8069 | united states
municipal electric authority of georgia | 267.3 | subcritical | operating | 1984 | N/A | N/A | 33.0603 | -83.8069 | united states
unknown | 8.91 | subcritical | operating | 1984 | N/A | N/A | 33.0603 | -83.8069 | united states
georgia power co | 71.28 | subcritical | operating | 1984 | N/A | N/A | 33.0603 | -83.8069 | united states
oglethorpe power corp | 534.6 | subcritical | operating | 1984 | N/A | N/A | 33.0603 | -83.8069 | united states
florida power & light co | 222.75 | subcritical | operating | 1987 | N/A | 2028 | 33.0603 | -83.8069 | united states
georgia power co | 668.25 | subcritical | operating | 1987 | N/A | 2028 | 33.0603 | -83.8069 | united states
florida power & light co | 677.16 | subcritical | retired | 1989 | 2021 | N/A | 33.0603 | -83.8069 | united states
jea | 204.93 | subcritical | retired | 1989 | 2021 | N/A | 33.0603 | -83.8069 | united states
granite shore power llc | 45 | subcritical | operating | 1952 | N/A | 2025 | 43.0968 | -70.7842 | united states
granite shore power llc | 45 | subcritical | retired | 1955 | 2006 | N/A | 43.0968 | -70.7842 | united states
granite shore power llc | 45 | subcritical | operating | 1957 | N/A | 2025 | 43.0968 | -70.7842 | united states
florida power & light co | 49 | subcritical | retired | 1953 | 2015 | N/A | 30.6693 | -84.8877 | united states
florida power & light co | 49 | subcritical | retired | 1953 | 2015 | N/A | 30.6693 | -84.8877 | united states
scrubgrass reclamation co lp | 94.7 | subcritical | operating | 1993 | N/A | N/A | 41.2686 | -79.8137 | united states
seminole electric cooperative inc | 735.9 | subcritical | retired | 1984 | 2024 | N/A | 29.7339 | -81.6324 | united states
seminole electric cooperative inc | 735.9 | subcritical | operating | 1985 | N/A | N/A | 29.7339 | -81.6324 | united states
nevco energy company llc | 270 | unknown | cancelled | N/A | N/A | N/A | 38.8545 | -111.9682 | united states
seward generation llc | 62 | subcritical | retired | 1950 | 2003 | N/A | 40.4071 | -79.034 | united states
seward generation llc | 156.2 | subcritical | retired | 1957 | 2003 | N/A | 40.4071 | -79.034 | united states
seward generation llc | 585 | subcritical | operating | 2004 | N/A | N/A | 40.4071 | -79.034 | united states
tennessee valley authority | 175 | subcritical | operating | 1953 | N/A | 2035 | 37.1524 | -88.7769 | united states
tennessee valley authority | 175 | subcritical | retired | 1956 | 2014 | N/A | 37.1524 | -88.7769 | united states
tennessee valley authority | 175 | subcritical | operating | 1953 | N/A | 2035 | 37.1524 | -88.7769 | united states
tennessee valley authority | 175 | subcritical | operating | 1953 | N/A | 2035 | 37.1524 | -88.7769 | united states
tennessee valley authority | 175 | subcritical | operating | 1954 | N/A | 2035 | 37.1524 | -88.7769 | united states
tennessee valley authority | 175 | subcritical | operating | 1954 | N/A | 2035 | 37.1524 | -88.7769 | united states
tennessee valley authority | 175 | subcritical | operating | 1954 | N/A | 2035 | 37.1524 | -88.7769 | united states
tennessee valley authority | 175 | subcritical | operating | 1954 | N/A | 2035 | 37.1524 | -88.7769 | united states
tennessee valley authority | 175 | subcritical | operating | 1955 | N/A | 2035 | 37.1524 | -88.7769 | united states
tennessee valley authority | 175 | subcritical | operating | 1955 | N/A | 2035 | 37.1524 | -88.7769 | united states
shawville power llc | 125 | subcritical | retired | 1954 | 2016 | N/A | 41.0671 | -78.3651 | united states
shawville power llc | 125 | subcritical | retired | 1954 | 2016 | N/A | 41.0671 | -78.3651 | united states
shawville power llc | 187.5 | subcritical | retired | 1959 | 2016 | N/A | 41.0671 | -78.3651 | united states
shawville power llc | 187.5 | subcritical | retired | 1960 | 2016 | N/A | 41.0671 | -78.3651 | united states
nebraska public power district | 108.8 | subcritical | operating | 1961 | N/A | N/A | 40.5593 | -96.7839 | united states
nebraska public power district | 119.9 | subcritical | operating | 1965 | N/A | N/A | 40.5593 | -96.7839 | united states
xcel energy inc | 765.3 | subcritical | operating | 1976 | N/A | 2026 | 45.3798 | -93.8967 | united states
xcel energy inc | 765.3 | subcritical | retired | 1977 | 2023 | N/A | 45.3798 | -93.8967 | united states
southern minnesota mun p agency | 384.867 | subcritical | operating | 1987 | N/A | 2030 | 45.3798 | -93.8967 | united states
xcel energy inc | 553.833 | subcritical | operating | 1987 | N/A | 2030 | 45.3798 | -93.8967 | united states
city of marquette (michigan) | 44 | subcritical | retired | 1983 | 2019 | N/A | 46.5312 | -87.392 | united states
evergy missouri west inc | 55 | subcritical | retired | 1960 | 2017 | N/A | 39.1787 | -94.1842 | united states
evergy missouri west inc | 50 | subcritical | retired | 1962 | 2018 | N/A | 39.1787 | -94.1842 | united states
evergy missouri west inc | 419 | supercritical | retired | 1969 | 2018 | N/A | 39.1787 | -94.1842 | united states
city of sikeston (missouri) | 261 | subcritical | operating | 1981 | N/A | N/A | 36.8789 | -89.6205 | united states
cleveland-cliffs inc | 50 | subcritical | operating | 1955 | N/A | N/A | 47.2867 | -91.2603 | united states
cleveland-cliffs inc | 81.6 | subcritical | operating | 1962 | N/A | N/A | 47.2867 | -91.2603 | united states
rochester public utilities | 54 | subcritical | retired | 1969 | 2015 | N/A | 44.0285 | -92.4603 | united states
grand haven board of power and light | 80 | subcritical | retired | 1983 | 2020 | N/A | 43.0711 | -86.2339 | united states
union electric co | 549.7 | supercritical | operating | 1967 | N/A | 2030 | 38.9147 | -90.2885 | united states
union electric co | 549.7 | supercritical | operating | 1968 | N/A | 2030 | 38.9147 | -90.2885 | united states
east kentucky power cooperative inc | 278 | subcritical | cancelled | N/A | N/A | N/A | 37.9683 | -84.1576 | united states
riesling power llc | 685 | subcritical | retired | 1984 | 2020 | N/A | 43.3564 | -78.6036 | united states
somerset power llc | 132 | unknown | cancelled | 2010 | N/A | N/A | 41.7375 | -71.1458 | united states
nrg energy inc | 73.7 | subcritical | retired | 1951 | 2010 | N/A | 41.7375 | -71.1468 | united states
nrg energy inc | 100 | subcritical | retired | 1959 | 2011 | N/A | 41.7375 | -71.1468 | united states
oklahoma gas and electric co | 568.8 | subcritical | operating | 1979 | N/A | N/A | 36.4545 | -97.0524 | united states
oklahoma gas and electric co | 568.8 | subcritical | operating | 1980 | N/A | N/A | 36.4545 | -97.0524 | united states
wisconsin electric power co | 299.2 | subcritical | retired | 1959 | 2024 | N/A | 42.846 | -87.83 | united states
wisconsin electric power co | 299.2 | subcritical | retired | 1961 | 2024 | N/A | 42.846 | -87.83 | united states
wisconsin electric power co | 317.6 | subcritical | operating | 1965 | N/A | 2025 | 42.846 | -87.83 | united states
wisconsin electric power co | 324 | subcritical | operating | 1967 | N/A | 2025 | 42.846 | -87.83 | united states
virginia electric and power co | 71.1 | subcritical | retired | 1992 | 2013 | N/A | 36.6522 | -76.9949 | united states
great river energy cooperative | 106.2 | subcritical | retired | 2014 | 2022 | N/A | 46.9255 | -98.5022 | united states
pixelle specialty solutions llc | 45.9 | subcritical | operating | 1989 | N/A | N/A | 39.8707 | -76.8682 | united states
tucson electric power co | 424.8 | subcritical | operating | 1985 | N/A | 2027 | 34.3185 | -109.166 | united states
tucson electric power co | 424.8 | subcritical | operating | 1990 | N/A | 2032 | 34.3185 | -109.166 | united states
springerville unit 3 holding llc | 458.1 | subcritical | operating | 2006 | N/A | 2031 | 34.3185 | -109.166 | united states
salt river project | 458.1 | subcritical | operating | 2009 | N/A | N/A | 34.3185 | -109.166 | united states
spruance genco llc | 57.4 | subcritical | retired | 1992 | 2021 | N/A | 37.4556 | -77.4308 | united states
spruance genco llc | 57.4 | subcritical | retired | 1992 | 2021 | N/A | 37.4556 | -77.4308 | united states
spruance operating services llc | 57.4 | subcritical | retired | 1992 | 2019 | N/A | 37.4556 | -77.4308 | united states
spruance operating services llc | 57.4 | subcritical | retired | 1992 | 2019 | N/A | 37.4556 | -77.4308 | united states
east kentucky power cooperative inc | 357.6 | subcritical | operating | 1977 | N/A | N/A | 38.7001 | -83.8173 | united states
east kentucky power cooperative inc | 592.1 | subcritical | operating | 1981 | N/A | N/A | 38.7001 | -83.8173 | united states
east kentucky power cooperative inc | 329.4 | subcritical | operating | 2005 | N/A | N/A | 38.7001 | -83.8173 | united states
east kentucky power cooperative inc | 329.4 | subcritical | operating | 2009 | N/A | N/A | 38.7001 | -83.8173 | united states
dte electric co | 168.7 | subcritical | retired | 1953 | 2019 | N/A | 42.7642 | -82.4716 | united states
dte electric co | 156.2 | subcritical | retired | 1953 | 2022 | N/A | 42.7642 | -82.4716 | united states
dte electric co | 156.2 | subcritical | retired | 1954 | 2022 | N/A | 42.7642 | -82.4716 | united states
dte electric co | 168.7 | subcritical | retired | 1954 | 2017 | N/A | 42.7642 | -82.4716 | united states
dte electric co | 352.7 | subcritical | retired | 1961 | 2022 | N/A | 42.7642 | -82.4716 | united states
dte electric co | 544.5 | subcritical | retired | 1969 | 2022 | N/A | 42.7642 | -82.4716 | united states
jea | 679 | subcritical | retired | 1987 | 2018 | N/A | 30.4309 | -81.551 | united states
jea | 543.2 | subcritical | retired | 1988 | 2018 | N/A | 30.4309 | -81.551 | united states
florida power & light co | 135.8 | subcritical | retired | 1988 | 2018 | N/A | 30.4309 | -81.551 | united states
schuylkill energy resources inc | 99.2 | subcritical | operating | 1990 | N/A | N/A | 40.8225 | -76.1735 | united states
florida municipal power agency | 120.77 | subcritical | operating | 1987 | N/A | 2025 | 28.4828 | -81.1676 | united states
orlando utilities commission | 315.86 | subcritical | operating | 1987 | N/A | 2025 | 28.4828 | -81.1676 | united states
unknown | 18.58 | subcritical | operating | 1987 | N/A | 2025 | 28.4828 | -81.1676 | united states
orlando utilities commission | 329.795 | subcritical | operating | 1996 | N/A | 2027 | 28.4828 | -81.1676 | united states
kissimmee utility authority | 23.225 | subcritical | operating | 1996 | N/A | 2027 | 28.4828 | -81.1676 | united states
florida municipal power agency | 106.835 | subcritical | operating | 1996 | N/A | 2027 | 28.4828 | -81.1676 | united states
great river energy cooperative | 190.2 | subcritical | retired | 1967 | 2017 | N/A | 47.2862 | -101.3321 | united states
dominion generation inc | 100 | subcritical | retired | 1955 | 2012 | N/A | 41.7078 | -87.5209 | united states
dominion generation inc | 125 | subcritical | retired | 1955 | 2012 | N/A | 41.7078 | -87.5209 | united states
dominion generation inc | 180 | subcritical | retired | 1962 | 2012 | N/A | 41.7078 | -87.5209 | united states
dominion generation inc | 209 | subcritical | retired | 1962 | 2012 | N/A | 41.7078 | -87.5209 | united states
dte stockton llc | 60 | subcritical | retired | 1988 | 2012 | N/A | 37.9125 | -121.2614 | united states
mid-america power llc | 35 | subcritical | retired | 1952 | 2015 | N/A | 42.7079 | -90.9843 | united states
cedar falls utilities | 35 | subcritical | retired | 1973 | 2016 | N/A | 42.527 | -92.4391 | united states
aes ohio llc | 610.2 | supercritical | retired | 1970 | 2017 | N/A | 38.6362 | -83.6938 | united states
aes ohio llc | 610.2 | supercritical | retired | 1971 | 2018 | N/A | 38.6362 | -83.6938 | united states
aes ohio llc | 610.2 | supercritical | retired | 1972 | 2018 | N/A | 38.6362 | -83.6938 | united states
aes ohio llc | 610.2 | supercritical | retired | 1974 | 2018 | N/A | 38.6362 | -83.6938 | united states
sunbury generation lp | 89.1 | subcritical | retired | 1949 | 2014 | N/A | 40.838 | -76.8243 | united states
sunbury generation lp | 89.1 | subcritical | retired | 1949 | 2014 | N/A | 40.838 | -76.8243 | united states
sunbury generation lp | 103.5 | subcritical | retired | 1951 | 2014 | N/A | 40.838 | -76.8243 | united states
sunbury generation lp | 156.2 | subcritical | retired | 1953 | 2014 | N/A | 40.838 | -76.8243 | united states
sunnyside holdings i inc | 29.05 | subcritical | operating | 1993 | N/A | N/A | 39.5461 | -110.3894 | united states
colmac utah inc | 29.05 | subcritical | operating | 1993 | N/A | N/A | 39.5461 | -110.3894 | united states
old dominion electric cooperative | 1500 | supercritical | cancelled | N/A | N/A | N/A | 37.0381 | -76.9206 | united states
flatlands energy corp | 400 | CFB | pre-permit | N/A | N/A | N/A | 61.782 | -151.6615 | united states
interstate power and light co | 37.5 | subcritical | retired | 1955 | 2016 | N/A | 42.0475 | -92.8596 | united states
interstate power and light co | 37.5 | subcritical | retired | 1955 | 2010 | N/A | 42.0475 | -92.8596 | united states
interstate power and light co | 82 | subcritical | retired | 1961 | 2016 | N/A | 42.0475 | -92.8596 | united states
duke energy progress llc | 112.5 | subcritical | retired | 1954 | 2013 | N/A | 34.2828 | -77.9864 | united states
duke energy progress llc | 112.5 | subcritical | retired | 1955 | 2013 | N/A | 34.2828 | -77.9864 | united states
duke energy progress llc | 446.6 | subcritical | retired | 1972 | 2013 | N/A | 34.2828 | -77.9864 | united states
allete inc | 58 | subcritical | retired | 1953 | 2015 | N/A | 47.53 | -92.162 | united states
allete inc | 58 | subcritical | retired | 1953 | 2015 | N/A | 47.53 | -92.162 | united states
allete inc | 84 | subcritical | retired | 1957 | 2023 | N/A | 47.5312 | -90.9118 | united states
allete inc | 84 | subcritical | retired | 1957 | 2023 | N/A | 47.5312 | -90.9118 | united states
allete inc | 84 | subcritical | retired | 1967 | 2015 | N/A | 47.5312 | -90.9118 | united states
indiana michigan power co | 152.5 | subcritical | retired | 1951 | 2015 | N/A | 39.082 | -84.8595 | united states
indiana michigan power co | 152.5 | subcritical | retired | 1952 | 2015 | N/A | 39.082 | -84.8595 | united states
indiana michigan power co | 215.4 | subcritical | retired | 1954 | 2015 | N/A | 39.082 | -84.8595 | united states
indiana michigan power co | 579.7 | supercritical | retired | 1964 | 2015 | N/A | 39.082 | -84.8595 | united states
tenaska capital management llc | 770 | unknown | cancelled | N/A | N/A | N/A | 39.5299 | -89.278 | united states
evergy kansas central inc | 82 | subcritical | retired | 1957 | 2018 | N/A | 39.0536 | -95.5685 | united states
evergy kansas central inc | 149.6 | subcritical | retired | 1962 | 2015 | N/A | 39.0536 | -95.5685 | united states
tondu corp | 180 | IGCC | cancelled | N/A | N/A | N/A | 44.217 | -86.2906 | united states
unknown | 4.2 | subcritical | operating | 1990 | N/A | 2025 | 44.217 | -86.2906 | united states
cms generation filer city inc | 35 | subcritical | operating | 1990 | N/A | 2025 | 44.217 | -86.2906 | united states
western michigan cogeneration lp | 30.8 | subcritical | operating | 1990 | N/A | 2025 | 44.217 | -86.2906 | united states
summit power group llc | 400 | IGCC | cancelled | N/A | N/A | N/A | 31.8766 | -102.3436 | united states
associated electric cooperative inc | 171.7 | subcritical | operating | 1966 | N/A | N/A | 39.5527 | -92.6382 | united states
associated electric cooperative inc | 272 | subcritical | operating | 1969 | N/A | N/A | 39.5527 | -92.6382 | united states
associated electric cooperative inc | 738 | subcritical | operating | 1982 | N/A | N/A | 39.5527 | -92.6382 | united states
titus power llc | 75 | subcritical | retired | 1951 | 2013 | N/A | 40.3054 | -75.9086 | united states
titus power llc | 75 | subcritical | retired | 1951 | 2013 | N/A | 40.3054 | -75.9086 | united states
titus power llc | 75 | subcritical | retired | 1953 | 2013 | N/A | 40.3054 | -75.9086 | united states
rj reynolds tobacco co | 40 | subcritical | retired | 1985 | 2004 | N/A | 36.2511 | -80.3669 | united states
rj reynolds tobacco co | 40 | subcritical | retired | 1985 | 2004 | N/A | 36.2511 | -80.3669 | united states
southwestern public service co | 568 | subcritical | operating | 1982 | N/A | 2028 | 34.1851 | -102.5693 | united states
southwestern public service co | 568 | subcritical | operating | 1985 | N/A | 2028 | 34.1851 | -102.5693 | united states
sithe global power llc | 750 | supercritical | cancelled | N/A | N/A | N/A | 37.7598 | -114.9727 | united states
tenaska capital management llc | 765 | ultra-supercritical | cancelled | N/A | N/A | N/A | 32.4667 | -100.4115 | united states
dte electric co | 120 | subcritical | retired | 1949 | 2016 | N/A | 42.1222 | -83.181 | united states
dte electric co | 120 | subcritical | retired | 1950 | 2015 | N/A | 42.1222 | -83.181 | united states
dte electric co | 535.5 | subcritical | retired | 1968 | 2022 | N/A | 42.1222 | -83.181 | united states
gdf suez energy generation na inc | 90.6 | subcritical | retired | 1991 | 2013 | N/A | 43.0654 | -76.2083 | united states
indiana municipal power agency | 67.92 | subcritical | operating | 1990 | N/A | N/A | 38.5846 | -85.4137 | united states
louisville gas & electric co | 424.5 | subcritical | operating | 1990 | N/A | N/A | 38.5846 | -85.4137 | united states
illinois municipal elec agency | 67.92 | subcritical | operating | 1990 | N/A | N/A | 38.5846 | -85.4137 | united states
kentucky utilities co | 500.4 | supercritical | operating | 2011 | N/A | N/A | 38.5847 | -85.4119 | united states
indiana municipal power agency | 100.08 | supercritical | operating | 2011 | N/A | N/A | 38.5847 | -85.4119 | united states
illinois municipal elec agency | 100.08 | supercritical | operating | 2011 | N/A | N/A | 38.5847 | -85.4119 | united states
louisville gas & electric co | 116.76 | supercritical | operating | 2011 | N/A | N/A | 38.5847 | -85.4119 | united states
nevada gold energy llc | 242 | subcritical | operating | 2008 | N/A | N/A | 40.746 | -116.5298 | united states
north american power group ltd | 325 | subcritical | cancelled | N/A | N/A | N/A | 44.2479 | -105.5498 | united states
north american power group ltd | 750 | supercritical | cancelled | N/A | N/A | N/A | 44.2479 | -105.5498 | united states
kentucky utilities co | 75 | subcritical | retired | 1953 | 2013 | N/A | 38.0471 | -84.8481 | united states
dominion energy south carolina inc | 75 | subcritical | retired | 1953 | 2013 | N/A | 33.4346 | -81.9109 | united states
dominion energy south carolina inc | 75 | subcritical | retired | 1954 | 2013 | N/A | 33.4346 | -81.9109 | united states
dominion energy south carolina inc | 100 | subcritical | retired | 1955 | 2012 | N/A | 33.4346 | -81.9109 | united states
kennecott utah copper llc | 50 | subcritical | retired | 1943 | 2016 | N/A | 40.7216 | -112.198 | united states
kennecott utah copper llc | 82 | subcritical | retired | 1958 | 2019 | N/A | 40.7216 | -112.198 | united states
wisconsin electric power co | 136 | subcritical | retired | 1968 | 2014 | N/A | 43.0302 | -87.9239 | united states
wisconsin electric power co | 136 | subcritical | retired | 1969 | 2015 | N/A | 43.0302 | -87.9239 | united states
public service company of colorado | 191.7 | subcritical | retired | 1964 | 2017 | N/A | 40.0192 | -105.2018 | united states
dynegy midwest generation inc | 73.5 | subcritical | retired | 1955 | 2011 | N/A | 40.1781 | -87.7481 | united states
dynegy midwest generation inc | 108.8 | subcritical | retired | 1956 | 2011 | N/A | 40.1781 | -87.7481 | united states
virginia electric and power co | 668 | subcritical | operating | 2012 | N/A | N/A | 36.9181 | -82.338 | united states
duke energy carolinas llc | 90 | subcritical | retired | 1951 | 2014 | N/A | 34.6023 | -82.4349 | united states
duke energy carolinas llc | 90 | subcritical | retired | 1951 | 2014 | N/A | 34.6023 | -82.4349 | united states
duke energy carolinas llc | 175 | subcritical | retired | 1958 | 2015 | N/A | 34.6023 | -82.4349 | united states
wabash valley power association inc | 112.5 | IGCC | retired | 1995 | 2016 | N/A | 39.5274 | -87.4232 | united states
wabash valley power association inc | 192 | IGCC | retired | 1995 | 2016 | N/A | 39.5274 | -87.4232 | united states
duke energy indiana llc | 112.5 | subcritical | retired | 1953 | 2016 | N/A | 39.5274 | -87.4232 | united states
duke energy indiana llc | 123.2 | subcritical | retired | 1954 | 2016 | N/A | 39.5274 | -87.4232 | united states
duke energy indiana llc | 112.5 | subcritical | retired | 1955 | 2016 | N/A | 39.5274 | -87.4232 | united states
duke energy indiana llc | 125 | subcritical | retired | 1956 | 2016 | N/A | 39.5274 | -87.4232 | united states
duke energy indiana llc | 387 | subcritical | retired | 1968 | 2016 | N/A | 39.5274 | -87.4232 | united states
midamerican energy co | 49 | subcritical | retired | 1954 | 2015 | N/A | 41.1812 | -95.8377 | united states
midamerican energy co | 81.6 | subcritical | retired | 1958 | 2015 | N/A | 41.1812 | -95.8377 | united states
midamerican energy co | 573.382 | subcritical | operating | 1978 | N/A | N/A | 41.1812 | -95.8377 | united states
unknown | 65.322 | subcritical | operating | 1978 | N/A | N/A | 41.1812 | -95.8377 | united states
central iowa power cooperative | 79.838 | subcritical | operating | 1978 | N/A | N/A | 41.1812 | -95.8377 | united states
corn belt power cooperative | 46.125 | supercritical | operating | 2007 | N/A | N/A | 41.1812 | -95.8377 | united states
municipal energy agency of nebraska | 55.35 | supercritical | operating | 2007 | N/A | N/A | 41.1812 | -95.8377 | united states
unknown | 46.125 | supercritical | operating | 2007 | N/A | N/A | 41.1812 | -95.8377 | united states
lincoln electric system | 110.7 | supercritical | operating | 2007 | N/A | N/A | 41.1812 | -95.8377 | united states
midamerican energy co | 544.275 | supercritical | operating | 2007 | N/A | N/A | 41.1812 | -95.8377 | united states
central iowa power cooperative | 83.025 | supercritical | operating | 2007 | N/A | N/A | 41.1812 | -95.8377 | united states
municipal electric authority of georgia | 142.8 | supercritical | retired | 1976 | 2022 | N/A | 33.4127 | -85.0339 | united states
unknown | 9.52 | supercritical | retired | 1976 | 2022 | N/A | 33.4127 | -85.0339 | united states
georgia power co | 504.56 | supercritical | retired | 1976 | 2022 | N/A | 33.4127 | -85.0339 | united states
oglethorpe power corp | 285.6 | supercritical | retired | 1976 | 2022 | N/A | 33.4127 | -85.0339 | united states
georgia power co | 504.56 | supercritical | retired | 1978 | 2022 | N/A | 33.4127 | -85.0339 | united states
oglethorpe power corp | 285.6 | supercritical | retired | 1978 | 2022 | N/A | 33.4127 | -85.0339 | united states
unknown | 9.52 | supercritical | retired | 1978 | 2022 | N/A | 33.4127 | -85.0339 | united states
municipal electric authority of georgia | 142.8 | supercritical | retired | 1978 | 2022 | N/A | 33.4127 | -85.0339 | united states
warren generation llc | 42 | subcritical | retired | 1948 | 2002 | N/A | 41.8359 | -79.1887 | united states
warren generation llc | 42 | subcritical | retired | 1949 | 2002 | N/A | 41.8359 | -79.1887 | united states
agc division of apgi inc | 166.6 | subcritical | operating | 1960 | N/A | N/A | 37.915 | -87.3337 | united states
agc division of apgi inc | 166.6 | subcritical | operating | 1964 | N/A | N/A | 37.915 | -87.3337 | united states
agc division of apgi inc | 166.6 | subcritical | operating | 1965 | N/A | N/A | 37.915 | -87.3337 | united states
agc division of apgi inc | 161.5 | subcritical | operating | 1970 | N/A | N/A | 37.915 | -87.3337 | united states
southern indiana gas and electric co | 161.5 | subcritical | operating | 1970 | N/A | N/A | 37.915 | -87.3337 | united states
power4georgians llc | 850 | supercritical | cancelled | N/A | N/A | N/A | 32.9842 | -82.807 | united states
dominion energy south carolina inc | 385.9 | supercritical | operating | 1970 | N/A | 2028 | 33.8264 | -80.6218 | united states
dominion energy south carolina inc | 385.9 | supercritical | operating | 1971 | N/A | 2028 | 33.8264 | -80.6218 | united states
tennessee valley authority | 60 | subcritical | retired | 1942 | 2011 | N/A | 35.6108 | -84.7822 | united states
tennessee valley authority | 60 | subcritical | retired | 1942 | 2011 | N/A | 35.6108 | -84.7822 | united states
tennessee valley authority | 60 | subcritical | retired | 1943 | 2011 | N/A | 35.6108 | -84.7822 | united states
tennessee valley authority | 60 | subcritical | retired | 1945 | 2011 | N/A | 35.6108 | -84.7822 | united states
midwest generations eme llc | 121 | subcritical | retired | 1952 | 2007 | N/A | 42.3824 | -87.8136 | united states
midwest generations eme llc | 326.4 | subcritical | retired | 1958 | 2022 | N/A | 42.3824 | -87.8136 | united states
midwest generations eme llc | 355.3 | subcritical | retired | 1962 | 2022 | N/A | 42.3824 | -87.8136 | united states
consumers energy co | 156.3 | subcritical | retired | 1955 | 2016 | N/A | 43.6414 | -83.8427 | united states
consumers energy co | 156.3 | subcritical | retired | 1958 | 2016 | N/A | 43.6414 | -83.8427 | united states
duke energy progress llc | 46 | subcritical | retired | 1949 | 2011 | N/A | 34.5895 | -78.9756 | united states
duke energy progress llc | 46 | subcritical | retired | 1950 | 2011 | N/A | 34.5895 | -78.9756 | united states
duke energy progress llc | 73.5 | subcritical | retired | 1952 | 2011 | N/A | 34.5895 | -78.9756 | united states
southwestern electric power co | 558 | subcritical | operating | 1977 | N/A | 2028 | 33.0552 | -94.8403 | united states
southwestern electric power co | 558 | subcritical | retired | 1980 | 2016 | N/A | 33.0552 | -94.8403 | united states
southwestern electric power co | 558 | subcritical | operating | 1982 | N/A | 2028 | 33.0552 | -94.8403 | united states
wisconsin public service corp | 60 | subcritical | retired | 1954 | 2015 | N/A | 44.8577 | -89.6502 | united states
wisconsin public service corp | 81.6 | subcritical | retired | 1960 | 2015 | N/A | 44.8577 | -89.6502 | united states
wisconsin public service corp | 350.5 | subcritical | operating | 1981 | N/A | 2031 | 44.8577 | -89.6502 | united states
wisconsin public service corp | 416.5 | supercritical | operating | 2008 | N/A | 2032 | 44.8577 | -89.6502 | united states
dairyland power cooperative | 178.5 | supercritical | operating | 2008 | N/A | 2032 | 44.8577 | -89.6502 | united states
westrock-florence | 79.1 | subcritical | retired | 1987 | 2018 | N/A | 34.1529 | -79.5598 | united states
rausch creek generation llc | 36 | subcritical | operating | 1987 | N/A | N/A | 40.6188 | -76.451 | united states
city of hastings (nebraska) | 76.3 | subcritical | operating | 1981 | N/A | N/A | 40.5806 | -98.3112 | united states
municipal energy agency of nebraska | 89.28 | subcritical | operating | 2011 | N/A | N/A | 40.5806 | -98.3108 | united states
heartland energy | 89.28 | subcritical | operating | 2011 | N/A | N/A | 40.5806 | -98.3108 | united states
city of grand island (nebraska) | 14.88 | subcritical | operating | 2011 | N/A | N/A | 40.5806 | -98.3108 | united states
unknown | 9.92 | subcritical | operating | 2011 | N/A | N/A | 40.5806 | -98.3108 | united states
city of hastings (nebraska) | 37.2 | subcritical | operating | 2011 | N/A | N/A | 40.5806 | -98.3108 | united states
unknown | 72 | subcritical | operating | 1980 | N/A | 2028 | 34.4235 | -92.1393 | united states
arkansas electric cooperative corp | 315 | subcritical | operating | 1980 | N/A | 2028 | 34.4235 | -92.1393 | united states
entergy arkansas llc | 513 | subcritical | operating | 1980 | N/A | 2028 | 34.4235 | -92.1393 | united states
arkansas electric cooperative corp | 315 | subcritical | operating | 1981 | N/A | 2028 | 34.4235 | -92.1393 | united states
unknown | 72 | subcritical | operating | 1981 | N/A | 2028 | 34.4235 | -92.1393 | united states
entergy arkansas llc | 513 | subcritical | operating | 1981 | N/A | 2028 | 34.4235 | -92.1393 | united states
white stallion energy project | 1320 | CFB | cancelled | N/A | N/A | N/A | 28.6947 | -95.9574 | united states
city of richmond (indiana) | 33 | subcritical | operating | 1955 | N/A | 2028 | 39.8022 | -84.8953 | united states
city of richmond (indiana) | 60.9 | subcritical | operating | 1973 | N/A | 2028 | 39.8022 | -84.8953 | united states
consumers energy co | 106.3 | subcritical | retired | 1952 | 2016 | N/A | 41.7919 | -83.4491 | united states
consumers energy co | 106.3 | subcritical | retired | 1952 | 2016 | N/A | 41.7919 | -83.4491 | united states
consumers energy co | 132.8 | subcritical | retired | 1953 | 2016 | N/A | 41.7919 | -83.4491 | united states
tennessee valley authority | 140.6 | subcritical | retired | 1952 | 2014 | N/A | 34.8854 | -85.7509 | united states
tennessee valley authority | 140.6 | subcritical | retired | 1952 | 2014 | N/A | 34.8854 | -85.7509 | united states
tennessee valley authority | 140.6 | subcritical | retired | 1952 | 2013 | N/A | 34.8854 | -85.7509 | united states
tennessee valley authority | 140.6 | subcritical | retired | 1953 | 2014 | N/A | 34.8854 | -85.7509 | united states
tennessee valley authority | 140.6 | subcritical | retired | 1954 | 2013 | N/A | 34.8854 | -85.7509 | united states
tennessee valley authority | 140.6 | subcritical | retired | 1954 | 2014 | N/A | 34.8854 | -85.7509 | united states
tennessee valley authority | 575 | subcritical | retired | 1961 | 2015 | N/A | 34.8854 | -85.7509 | united states
tennessee valley authority | 550 | subcritical | retired | 1965 | 2015 | N/A | 34.8854 | -85.7509 | united states
midwest generations eme llc | 187.5 | subcritical | retired | 1955 | 2010 | N/A | 41.633 | -88.0619 | united states
midwest generations eme llc | 183.7 | subcritical | retired | 1955 | 2010 | N/A | 41.633 | -88.0619 | united states
midwest generations eme llc | 299.2 | subcritical | retired | 1957 | 2015 | N/A | 41.633 | -88.0619 | united states
midwest generations eme llc | 598.4 | subcritical | retired | 1963 | 2022 | N/A | 41.633 | -88.0619 | united states
south carolina genertg co inc | 632.7 | supercritical | operating | 1973 | N/A | 2030 | 33.0152 | -79.9277 | united states
monongahela power co | 50 | subcritical | retired | 1949 | 2012 | N/A | 39.3676 | -81.2952 | united states
monongahela power co | 163.2 | subcritical | retired | 1960 | 2012 | N/A | 39.3676 | -81.2952 | united states
big rivers electric corp | 509.4 | subcritical | operating | 1984 | N/A | N/A | 37.4497 | -87.0805 | united states
santee cooper | 315 | subcritical | operating | 1975 | N/A | 2030 | 33.3295 | -79.3577 | united states
santee cooper | 315 | subcritical | operating | 1977 | N/A | 2030 | 33.3295 | -79.3577 | united states
santee cooper | 315 | subcritical | operating | 1980 | N/A | 2030 | 33.3295 | -79.3577 | united states
santee cooper | 315 | subcritical | operating | 1981 | N/A | 2030 | 33.3295 | -79.3577 | united states
wolverine power supply cooperative inc | 600 | CFB | cancelled | N/A | N/A | N/A | 45.4208 | -83.8036 | united states
dynegy midwest generation inc | 112.5 | subcritical | retired | 1954 | 2016 | N/A | 38.8634 | -90.1341 | united states
dynegy midwest generation inc | 387.6 | subcritical | retired | 1964 | 2016 | N/A | 38.8634 | -90.1341 | united states
wyandotte municipal services commission | 32 | subcritical | retired | 1986 | 2017 | N/A | 42.208 | -83.1454 | united states
black hills electric generation inc | 88 | subcritical | operating | 2003 | N/A | N/A | 44.2868 | -105.3875 | united states
cheyenne light fuel & power | 95 | subcritical | operating | 2008 | N/A | N/A | 44.2879 | -105.384 | united states
black hills power inc | 60.424 | subcritical | operating | 2010 | N/A | N/A | 44.2868 | -105.3875 | united states
city of gillette (wyoming) | 26.726 | subcritical | operating | 2010 | N/A | N/A | 44.2868 | -105.3875 | united states
montana-dakota utilities co | 29.05 | subcritical | operating | 2010 | N/A | N/A | 44.2868 | -105.3875 | united states
black hills power inc | 80.46 | subcritical | operating | 1978 | N/A | 2039 | 44.2879 | -105.384 | united states
pacificorp | 321.84 | subcritical | operating | 1978 | N/A | 2039 | 44.2879 | -105.384 | united states
georgia power co | 122.5 | subcritical | retired | 1950 | 2015 | N/A | 33.4625 | -84.902 | united states
georgia power co | 122.5 | subcritical | retired | 1950 | 2015 | N/A | 33.4625 | -84.902 | united states
georgia power co | 122.5 | subcritical | retired | 1952 | 2015 | N/A | 33.4625 | -84.902 | united states
georgia power co | 156.2 | subcritical | retired | 1957 | 2015 | N/A | 33.4625 | -84.902 | united states
georgia power co | 156.2 | subcritical | retired | 1958 | 2015 | N/A | 33.4625 | -84.902 | united states
georgia power co | 403.7 | subcritical | retired | 1974 | 2015 | N/A | 33.4625 | -84.902 | united states
georgia power co | 403.7 | subcritical | retired | 1974 | 2015 | N/A | 33.4625 | -84.902 | united states
virginia electric and power co | 187.5 | subcritical | retired | 1957 | 2019 | N/A | 37.2154 | -76.4622 | united states
virginia electric and power co | 187.5 | subcritical | retired | 1957 | 2019 | N/A | 37.2154 | -76.4622 | united states
dynegy w h zimmer | 1425.6 | supercritical | retired | 1991 | 2022 | N/A | 38.8689 | -84.2285 | united states
angren tpp jsc | 52 | subcritical | operating | 1957 | N/A | N/A | 41.0049 | 70.1228 | uzbekistan
angren tpp jsc | 300 | subcritical | announced | 2025 | N/A | N/A | 41.0049 | 70.1228 | uzbekistan
angren tpp jsc | 300 | subcritical | announced | 2025 | N/A | N/A | 41.0049 | 70.1228 | uzbekistan
angren tpp jsc | 55 | subcritical | operating | 1958 | N/A | N/A | 41.0049 | 70.1228 | uzbekistan
angren tpp jsc | 53 | subcritical | retired | 1958 | 2016 | N/A | 41.0049 | 70.1228 | uzbekistan
angren tpp jsc | 52 | subcritical | retired | 1958 | 2016 | N/A | 41.0049 | 70.1228 | uzbekistan
angren tpp jsc | 68 | subcritical | operating | 1960 | N/A | N/A | 41.0049 | 70.1228 | uzbekistan
angren tpp jsc | 68 | subcritical | operating | 1961 | N/A | N/A | 41.0049 | 70.1228 | uzbekistan
angren tpp jsc | 68 | subcritical | retired | 1962 | 2016 | N/A | 41.0049 | 70.1228 | uzbekistan
angren tpp jsc | 68 | subcritical | retired | 1963 | 2016 | N/A | 41.0049 | 70.1228 | uzbekistan
angren tpp jsc | 150 | subcritical | operating | 2016 | N/A | N/A | 41.0049 | 70.1228 | uzbekistan
yangi angren ies jsc | 300 | supercritical | operating | 1985 | N/A | N/A | 40.9233 | 69.8174 | uzbekistan
yangi angren ies jsc | 300 | supercritical | operating | 1985 | N/A | N/A | 40.9233 | 69.8174 | uzbekistan
yangi angren ies jsc | 300 | supercritical | operating | 1986 | N/A | N/A | 40.9233 | 69.8174 | uzbekistan
yangi angren ies jsc | 300 | supercritical | operating | 1987 | N/A | N/A | 40.9233 | 69.8174 | uzbekistan
yangi angren ies jsc | 300 | supercritical | operating | 1988 | N/A | N/A | 40.9233 | 69.8174 | uzbekistan
yangi angren ies jsc | 300 | supercritical | operating | 1990 | N/A | N/A | 40.9233 | 69.8174 | uzbekistan
yangi angren ies jsc | 300 | supercritical | operating | 1995 | N/A | N/A | 40.9233 | 69.8174 | uzbekistan
yangi angren ies jsc | 300 | supercritical | cancelled | N/A | N/A | N/A | 40.9233 | 69.8174 | uzbekistan
petróleos de venezuela sa | 900 | subcritical | cancelled | N/A | N/A | N/A | 8.7 | -66.61 | venezuela
petróleos de venezuela sa | 300 | subcritical | cancelled | N/A | N/A | N/A | 10.133 | -64.692 | venezuela
petróleos de venezuela sa | 500 | unknown | cancelled | N/A | N/A | N/A | 10.902 | -72.236 | venezuela
corporación eléctrica nacional (venezuela) sa | 500 | unknown | cancelled | N/A | N/A | N/A | 10.902 | -72.236 | venezuela
petróleos de venezuela sa | 300 | subcritical | cancelled | N/A | N/A | N/A | 11.76 | -70.184 | venezuela
corporación eléctrica nacional (venezuela) sa | 300 | unknown | cancelled | N/A | N/A | N/A | 8.8616 | -70.6928 | venezuela
an khanh - bac giang thermoelectric jsc | 325 | CFB | pre-permit | 2027 | N/A | N/A | 21.2324 | 106.3538 | vietnam
an khanh - bac giang thermoelectric jsc | 325 | CFB | pre-permit | 2027 | N/A | N/A | 21.2324 | 106.3538 | vietnam
an khanh electricity jsc | 50 | CFB | operating | 2015 | N/A | N/A | 21.5969 | 105.7666 | vietnam
an khanh electricity jsc | 50 | CFB | operating | 2015 | N/A | N/A | 21.5969 | 105.7666 | vietnam
an khanh electricity jsc | 150 | subcritical | cancelled | N/A | N/A | N/A | 21.5969 | 105.7666 | vietnam
an khanh electricity jsc | 150 | subcritical | cancelled | N/A | N/A | N/A | 21.5969 | 105.7666 | vietnam
to be determined | 600 | unknown | cancelled | N/A | N/A | N/A | 21.3315 | 106.3619 | vietnam
electricity generating authority of thailand | 1200 | unknown | cancelled | N/A | N/A | N/A | 14.079 | 109.205 | vietnam
electricity generating authority of thailand | 2000 | unknown | cancelled | N/A | N/A | N/A | 14.079 | 109.205 | vietnam
vietnam national coal and mineral industries holding corp ltd | 340 | CFB | operating | 2011 | N/A | N/A | 21.0063 | 107.358 | vietnam
vietnam national coal and mineral industries holding corp ltd | 340 | CFB | operating | 2011 | N/A | N/A | 21.0063 | 107.358 | vietnam
vietnam national coal and mineral industries holding corp ltd | 220 | subcritical | cancelled | 2020 | N/A | N/A | 21.0063 | 107.358 | vietnam
vietnam national coal and mineral industries holding corp ltd | 220 | subcritical | cancelled | 2020 | N/A | N/A | 21.0063 | 107.358 | vietnam
korea electric power corp | 800 | unknown | cancelled | N/A | N/A | N/A | 10.5392 | 106.6092 | vietnam
long an vinakobalt ltd co | 800 | unknown | cancelled | N/A | N/A | N/A | 10.5392 | 106.6092 | vietnam
vietnam national coal and mineral industries holding corp ltd | 57.5 | subcritical | operating | 2006 | N/A | N/A | 21.613 | 105.8151 | vietnam
vietnam national coal and mineral industries holding corp ltd | 57.5 | subcritical | operating | 2006 | N/A | N/A | 21.613 | 105.8151 | vietnam
cong thanh thermal power jsc | 330 | unknown | cancelled | N/A | N/A | N/A | 19.358 | 105.779 | vietnam
cong thanh thermal power jsc | 330 | unknown | cancelled | N/A | N/A | N/A | 19.358 | 105.779 | vietnam
duc giang - lao cai chemicals jsc | 50 | CFB | shelved | 2035 | N/A | N/A | 22.3044 | 104.147 | vietnam
duc giang - lao cai chemicals jsc | 50 | CFB | shelved | 2031 | N/A | N/A | 22.3057 | 104.1445 | vietnam
j-power co ltd | 2400 | ultra-supercritical | cancelled | 2028 | N/A | N/A | 15.333 | 108.667 | vietnam
j-power co ltd | 2000 | IGCC | cancelled | 2030 | N/A | N/A | 15.333 | 108.667 | vietnam
sembcorp utilities vietnam | 600 | unknown | cancelled | N/A | N/A | N/A | 15.333 | 108.667 | vietnam
sembcorp utilities vietnam | 600 | unknown | cancelled | N/A | N/A | N/A | 15.333 | 108.667 | vietnam
vietnam electricity llc | 622.5 | subcritical | operating | 2015 | N/A | N/A | 9.5852 | 106.5281 | vietnam
vietnam electricity llc | 622.5 | subcritical | operating | 2015 | N/A | N/A | 9.5852 | 106.5281 | vietnam
malakoff technical solutions sdn bhd | 600 | unknown | operating | 2021 | N/A | N/A | 9.5852 | 106.5281 | vietnam
malakoff technical solutions sdn bhd | 600 | unknown | operating | 2021 | N/A | N/A | 9.5852 | 106.5281 | vietnam
vietnam electricity llc | 622.5 | supercritical | operating | 2017 | N/A | N/A | 9.5852 | 106.5281 | vietnam
vietnam electricity llc | 622.5 | supercritical | operating | 2017 | N/A | N/A | 9.5852 | 106.5281 | vietnam
vietnam electricity llc | 688 | supercritical | operating | 2020 | N/A | N/A | 9.5852 | 106.5281 | vietnam
vietnam coal-mineral industry | 100 | subcritical | cancelled | N/A | N/A | N/A | 10.2289 | 103.9572 | vietnam
vietnam coal-mineral industry | 100 | subcritical | cancelled | N/A | N/A | N/A | 10.2289 | 103.9572 | vietnam
hu'ng nghiep formosa ha tinh | 150 | unknown | operating | 2015 | N/A | N/A | 18.0288 | 106.4455 | vietnam
hu'ng nghiep formosa ha tinh | 150 | unknown | shelved | 2026 | N/A | N/A | 18.0288 | 106.4455 | vietnam
hu'ng nghiep formosa ha tinh | 150 | unknown | operating | 2016 | N/A | N/A | 18.0288 | 106.4455 | vietnam
hu'ng nghiep formosa ha tinh | 150 | unknown | operating | 2017 | N/A | N/A | 18.0288 | 106.4455 | vietnam
hu'ng nghiep formosa ha tinh | 150 | unknown | shelved | 2028 | N/A | N/A | 18.0288 | 106.4455 | vietnam
hu'ng nghiep formosa ha tinh | 150 | unknown | shelved | 2030 | N/A | N/A | 18.0288 | 106.4455 | vietnam
jaks resources bhd | 300 | unknown | operating | 2020 | N/A | N/A | 21.0335 | 106.4122 | vietnam
china power engineering consulting group co ltd | 300 | unknown | operating | 2020 | N/A | N/A | 21.0335 | 106.4122 | vietnam
jaks resources bhd | 300 | unknown | operating | 2021 | N/A | N/A | 21.0335 | 106.4122 | vietnam
china power engineering consulting group co ltd | 300 | unknown | operating | 2021 | N/A | N/A | 21.0335 | 106.4122 | vietnam
texhong hai ha industrial park co | 50 | unknown | cancelled | N/A | N/A | N/A | 21.4155 | 107.743 | vietnam
texhong hai ha industrial park co | 300 | unknown | cancelled | N/A | N/A | N/A | 21.4155 | 107.743 | vietnam
texhong hai ha industrial park co | 300 | unknown | cancelled | N/A | N/A | N/A | 21.4155 | 107.743 | vietnam
texhong hai ha industrial park co | 300 | unknown | cancelled | N/A | N/A | N/A | 21.4155 | 107.743 | vietnam
texhong hai ha industrial park co | 50 | unknown | cancelled | N/A | N/A | N/A | 21.4155 | 107.743 | vietnam
texhong hai ha industrial park co | 50 | unknown | cancelled | N/A | N/A | N/A | 21.4155 | 107.743 | vietnam
texhong hai ha industrial park co | 150 | unknown | cancelled | N/A | N/A | N/A | 21.4155 | 107.743 | vietnam
texhong hai ha industrial park co | 150 | unknown | cancelled | N/A | N/A | N/A | 21.4155 | 107.743 | vietnam
texhong hai ha industrial park co | 150 | unknown | cancelled | N/A | N/A | N/A | 21.4155 | 107.743 | vietnam
texhong hai ha industrial park co | 150 | unknown | cancelled | N/A | N/A | N/A | 21.4155 | 107.743 | vietnam
texhong hai ha industrial park co | 150 | unknown | cancelled | N/A | N/A | N/A | 21.4155 | 107.743 | vietnam
texhong hai ha industrial park co | 300 | unknown | cancelled | N/A | N/A | N/A | 21.4155 | 107.743 | vietnam
vietnam coal-mineral industry | 600 | unknown | cancelled | 2028 | N/A | N/A | 20.9419 | 106.7601 | vietnam
vietnam coal-mineral industry | 600 | unknown | cancelled | 2029 | N/A | N/A | 20.9419 | 106.7601 | vietnam
vietnam coal-mineral industry | 600 | unknown | cancelled | 2025 | N/A | N/A | 20.9419 | 106.7601 | vietnam
vietnam coal-mineral industry | 600 | unknown | cancelled | 2025 | N/A | N/A | 20.9419 | 106.7601 | vietnam
evngenco2 jsc | 300 | subcritical | operating | 2013 | N/A | N/A | 20.9398 | 106.7549 | vietnam
evngenco2 jsc | 300 | subcritical | operating | 2014 | N/A | N/A | 20.9398 | 106.7549 | vietnam
evngenco2 jsc | 300 | subcritical | operating | 2011 | N/A | N/A | 20.9428 | 106.7579 | vietnam
evngenco2 jsc | 300 | subcritical | operating | 2011 | N/A | N/A | 20.9428 | 106.7579 | vietnam
lee & man vietnam paper co | 50 | unknown | operating | 2018 | N/A | N/A | 9.9448 | 105.8745 | vietnam
lee & man vietnam paper co | 75 | unknown | operating | 2018 | N/A | N/A | 9.9448 | 105.8745 | vietnam
hoa dau son ltd co | 75 | unknown | cancelled | N/A | N/A | N/A | 10.5906 | 107.0481 | vietnam
hoa dau son ltd co | 75 | unknown | cancelled | N/A | N/A | N/A | 10.5906 | 107.0481 | vietnam
hoa dau son ltd co | 75 | unknown | cancelled | N/A | N/A | N/A | 10.5906 | 107.0481 | vietnam
ensham resources | 1000 | unknown | cancelled | N/A | N/A | N/A | 10.1573 | 104.6285 | vietnam
tan tao energy corp | 600 | supercritical | cancelled | N/A | N/A | N/A | 10.3 | 104.661 | vietnam
tan tao energy corp | 600 | supercritical | cancelled | N/A | N/A | N/A | 10.3 | 104.661 | vietnam
tan tao energy corp | 600 | supercritical | cancelled | N/A | N/A | N/A | 10.3 | 104.661 | vietnam
tan tao energy corp | 600 | supercritical | cancelled | N/A | N/A | N/A | 10.3 | 104.661 | vietnam
tan tao energy corp | 1000 | supercritical | cancelled | N/A | N/A | N/A | 10.3 | 104.661 | vietnam
tan tao energy corp | 1000 | supercritical | cancelled | N/A | N/A | N/A | 10.3 | 104.661 | vietnam
daewoo engineering & construction | 800 | unknown | cancelled | 2026 | N/A | N/A | 10.5716 | 106.7341 | vietnam
daewoo engineering & construction | 800 | unknown | cancelled | 2027 | N/A | N/A | 10.5716 | 106.7341 | vietnam
daewoo engineering & construction | 600 | unknown | cancelled | N/A | N/A | N/A | 10.5716 | 106.7341 | vietnam
daewoo engineering & construction | 600 | unknown | cancelled | N/A | N/A | N/A | 10.5716 | 106.7341 | vietnam
petrovietnam power corporation jsc | 600 | supercritical | construction | 2026 | N/A | N/A | 9.7089 | 106.0818 | vietnam
petrovietnam power corporation jsc | 600 | supercritical | construction | 2026 | N/A | N/A | 9.7089 | 106.0818 | vietnam
tata vietnam | 660 | supercritical | cancelled | 2029 | N/A | N/A | 9.7089 | 106.0818 | vietnam
tata vietnam | 660 | supercritical | cancelled | 2030 | N/A | N/A | 9.7089 | 106.0818 | vietnam
to be determined | 600 | supercritical | cancelled | N/A | N/A | N/A | 9.7089 | 106.0818 | vietnam
to be determined | 600 | supercritical | cancelled | N/A | N/A | N/A | 9.7089 | 106.0818 | vietnam
to be determined | 600 | supercritical | cancelled | N/A | N/A | N/A | 9.7089 | 106.0818 | vietnam
vietnam national coal and mineral industries holding corp ltd | 220 | CFB | operating | 2013 | N/A | N/A | 21.0907 | 106.5773 | vietnam
vietnam national coal and mineral industries holding corp ltd | 220 | CFB | operating | 2013 | N/A | N/A | 21.0907 | 106.5773 | vietnam
to be determined | 2000 | unknown | cancelled | N/A | N/A | N/A | 20.2 | 105.69 | vietnam
vietnam electricity llc | 540 | subcritical | operating | 2015 | N/A | N/A | 21.0732 | 107.3485 | vietnam
vietnam electricity llc | 540 | subcritical | operating | 2015 | N/A | N/A | 21.0732 | 107.3485 | vietnam
aes-vcm mong dong power co ltd | 620 | subcritical | operating | 2015 | N/A | N/A | 21.0732 | 107.3485 | vietnam
aes-vcm mong dong power co ltd | 620 | subcritical | operating | 2015 | N/A | N/A | 21.0732 | 107.3485 | vietnam
vietnam national coal and mineral industries holding corp ltd | 50 | subcritical | operating | 2004 | N/A | N/A | 21.6981 | 106.9759 | vietnam
vietnam national coal and mineral industries holding corp ltd | 50 | subcritical | operating | 2004 | N/A | N/A | 21.6981 | 106.9759 | vietnam
vietnam national coal and mineral industries holding corp ltd | 110 | CFB | construction | 2026 | N/A | N/A | 21.6975 | 106.9765 | vietnam
taekwang vina industry jsc | 600 | unknown | shelved | 2026 | N/A | N/A | 20.1012 | 106.2135 | vietnam
taekwang vina industry jsc | 600 | unknown | shelved | 2026 | N/A | N/A | 20.1012 | 106.2135 | vietnam
taekwang vina industry jsc | 600 | unknown | cancelled | N/A | N/A | N/A | 20.1012 | 106.2135 | vietnam
taekwang vina industry jsc | 600 | unknown | cancelled | N/A | N/A | N/A | 20.1012 | 106.2135 | vietnam
evngenco 1 corp | 300 | subcritical | operating | 2013 | N/A | N/A | 19.3158 | 105.8003 | vietnam
evngenco 1 corp | 300 | subcritical | operating | 2014 | N/A | N/A | 19.3158 | 105.8003 | vietnam
nghi son 2 power llc | 660 | supercritical | operating | 2022 | N/A | N/A | 19.3158 | 105.8003 | vietnam
nghi son 2 power llc | 660 | supercritical | operating | 2022 | N/A | N/A | 19.3158 | 105.8003 | vietnam
hung nghiep formosa | 150 | subcritical | operating | 2004 | N/A | N/A | 10.7326 | 106.9354 | vietnam
hung nghiep formosa | 150 | subcritical | operating | 2012 | N/A | N/A | 10.7326 | 106.9354 | vietnam
hung nghiep formosa | 150 | subcritical | operating | 2016 | N/A | N/A | 10.7326 | 106.9354 | vietnam
ninh binh thermal power jsc | 330 | subcritical | cancelled | N/A | N/A | N/A | 20.252 | 105.9842 | vietnam
vietnam national coal and mineral industries holding corp ltd | 30 | subcritical | operating | 2014 | N/A | N/A | 15.7163 | 108.031 | vietnam
pha lai thermal power jsc | 660 | unknown | cancelled | N/A | N/A | N/A | 21.117 | 106.3086 | vietnam
pha lai thermal power jsc | 300 | subcritical | operating | 2002 | N/A | N/A | 21.117 | 106.3086 | vietnam
pha lai thermal power jsc | 300 | subcritical | operating | 2002 | N/A | N/A | 21.117 | 106.3086 | vietnam
pha lai thermal power jsc | 110 | subcritical | operating | 1983 | N/A | N/A | 21.1169 | 106.3059 | vietnam
pha lai thermal power jsc | 110 | subcritical | operating | 1984 | N/A | N/A | 21.1169 | 106.3059 | vietnam
pha lai thermal power jsc | 110 | subcritical | operating | 1985 | N/A | N/A | 21.1169 | 106.3059 | vietnam
pha lai thermal power jsc | 110 | subcritical | operating | 1986 | N/A | N/A | 21.1169 | 106.3059 | vietnam
vietnam electricity llc | 600 | unknown | cancelled | N/A | N/A | N/A | 21.302 | 105.255 | vietnam
vietnam electricity llc | 600 | unknown | cancelled | N/A | N/A | N/A | 13.201 | 109.167 | vietnam
vietnam electricity llc | 600 | unknown | cancelled | N/A | N/A | N/A | 13.201 | 109.167 | vietnam
vietnam electricity llc | 600 | unknown | cancelled | N/A | N/A | N/A | 13.201 | 109.167 | vietnam
vietnam electricity llc | 600 | unknown | cancelled | N/A | N/A | N/A | 13.201 | 109.167 | vietnam
quang ninh thermal power jsc | 300 | subcritical | operating | 2009 | N/A | N/A | 21.0118 | 107.1288 | vietnam
quang ninh thermal power jsc | 300 | subcritical | operating | 2010 | N/A | N/A | 21.0118 | 107.1288 | vietnam
quang ninh thermal power jsc | 300 | subcritical | operating | 2012 | N/A | N/A | 21.0118 | 107.1288 | vietnam
quang ninh thermal power jsc | 300 | subcritical | operating | 2014 | N/A | N/A | 21.0118 | 107.1288 | vietnam
quang ninh thermal power jsc | 600 | subcritical | cancelled | N/A | N/A | N/A | 21.0118 | 107.1288 | vietnam
quang ninh thermal power jsc | 600 | subcritical | cancelled | N/A | N/A | N/A | 21.0118 | 107.1288 | vietnam
vietnam electricity llc | 701 | supercritical | construction | 2026 | N/A | N/A | 17.9504 | 106.5042 | vietnam
vietnam electricity llc | 702 | supercritical | construction | 2026 | N/A | N/A | 17.9504 | 106.5042 | vietnam
vietnam electricity llc | 600 | supercritical | cancelled | N/A | N/A | N/A | 17.9504 | 106.5042 | vietnam
vietnam electricity llc | 600 | supercritical | cancelled | N/A | N/A | N/A | 17.9504 | 106.5042 | vietnam
egat international co ltd | 600 | ultra-supercritical | cancelled | 2026 | N/A | N/A | 16.7566 | 107.3671 | vietnam
egat international co ltd | 600 | ultra-supercritical | cancelled | 2027 | N/A | N/A | 16.7566 | 107.3671 | vietnam
korea western power co ltd | 600 | ultra-supercritical | cancelled | 2028 | N/A | N/A | 16.7566 | 107.3671 | vietnam
korea western power co ltd | 600 | ultra-supercritical | cancelled | 2028 | N/A | N/A | 16.7566 | 107.3671 | vietnam
vietnam national coal and mineral industries holding corp ltd | 600 | ultra-supercritical | cancelled | N/A | N/A | N/A | 19.2756 | 105.7802 | vietnam
vietnam national coal and mineral industries holding corp ltd | 600 | ultra-supercritical | cancelled | N/A | N/A | N/A | 19.2756 | 105.7802 | vietnam
to be determined | 600 | ultra-supercritical | cancelled | N/A | N/A | N/A | 19.2756 | 105.7802 | vietnam
to be determined | 600 | ultra-supercritical | cancelled | N/A | N/A | N/A | 19.2756 | 105.7802 | vietnam
to be determined | 100 | unknown | cancelled | 2025 | N/A | N/A | 19.986 | 106.18 | vietnam
vietnam national coal and mineral industries holding corp ltd | 110 | CFB | operating | 2009 | N/A | N/A | 21.1793 | 106.7801 | vietnam
vietnam national coal and mineral industries holding corp ltd | 110 | CFB | operating | 2009 | N/A | N/A | 21.1793 | 106.7801 | vietnam
son my electricity centre | 600 | unknown | cancelled | N/A | N/A | N/A | 10.75 | 107.667 | vietnam
son my electricity centre | 600 | unknown | cancelled | N/A | N/A | N/A | 10.75 | 107.667 | vietnam
son my electricity centre | 600 | unknown | cancelled | N/A | N/A | N/A | 10.75 | 107.667 | vietnam
son my electricity centre | 600 | unknown | cancelled | N/A | N/A | N/A | 10.75 | 107.667 | vietnam
son my electricity centre | 600 | unknown | cancelled | N/A | N/A | N/A | 10.75 | 107.667 | vietnam
son my electricity centre | 600 | unknown | cancelled | N/A | N/A | N/A | 10.75 | 107.667 | vietnam
petrovietnam power corporation jsc | 600 | supercritical | operating | 2021 | N/A | N/A | 9.9527 | 105.8607 | vietnam
petrovietnam power corporation jsc | 600 | supercritical | operating | 2022 | N/A | N/A | 9.9527 | 105.8607 | vietnam
toyo engineering & construction sdn bhd | 1000 | supercritical | shelved | N/A | N/A | N/A | 9.9527 | 105.8607 | vietnam
toyo engineering & construction sdn bhd | 1000 | supercritical | shelved | N/A | N/A | N/A | 9.9527 | 105.8607 | vietnam
to be determined | 1000 | supercritical | cancelled | N/A | N/A | N/A | 9.9527 | 105.8607 | vietnam
to be determined | 1000 | supercritical | cancelled | N/A | N/A | N/A | 9.9527 | 105.8607 | vietnam
vietnam electricity llc | 600 | unknown | cancelled | N/A | N/A | N/A | 10.448 | 106.709 | vietnam
vietnam electricity llc | 600 | unknown | cancelled | N/A | N/A | N/A | 10.448 | 106.709 | vietnam
vietnam electricity llc | 600 | unknown | cancelled | N/A | N/A | N/A | 10.448 | 106.709 | vietnam
vietnam electricity llc | 600 | unknown | cancelled | N/A | N/A | N/A | 10.448 | 106.709 | vietnam
j-power vietnam | 600 | unknown | cancelled | N/A | N/A | N/A | 10.5906 | 107.0481 | vietnam
j-power vietnam | 600 | unknown | cancelled | N/A | N/A | N/A | 10.5906 | 107.0481 | vietnam
j-power vietnam | 600 | unknown | cancelled | N/A | N/A | N/A | 10.5906 | 107.0481 | vietnam
j-power vietnam | 600 | unknown | cancelled | N/A | N/A | N/A | 10.5906 | 107.0481 | vietnam
vietnam electricity llc | 300 | subcritical | operating | 2017 | N/A | N/A | 20.481 | 106.5605 | vietnam
vietnam electricity llc | 300 | subcritical | operating | 2018 | N/A | N/A | 20.481 | 106.5605 | vietnam
petrovietnam power corporation jsc | 600 | supercritical | operating | 2023 | N/A | N/A | 20.4828 | 106.5633 | vietnam
petrovietnam power corporation jsc | 600 | supercritical | operating | 2023 | N/A | N/A | 20.4828 | 106.5633 | vietnam
vietnam national coal and mineral industries holding corp ltd | 440 | unknown | cancelled | N/A | N/A | N/A | 20.4828 | 106.5633 | vietnam
to be determined | 2000 | unknown | cancelled | 2029 | N/A | N/A | 10.5 | 105.1667 | vietnam
sojitz kyushu corp | 300 | unknown | cancelled | 2029 | N/A | N/A | 9.148 | 105.535 | vietnam
vietnam electricity llc | 300 | unknown | cancelled | 2029 | N/A | N/A | 9.148 | 105.535 | vietnam
vietnam electricity llc | 300 | unknown | cancelled | 2030 | N/A | N/A | 9.148 | 105.535 | vietnam
sojitz kyushu corp | 300 | unknown | cancelled | 2030 | N/A | N/A | 9.148 | 105.535 | vietnam
hanoi export-import co | 300 | CFB | operating | 2018 | N/A | N/A | 21.0218 | 107.0482 | vietnam
hanoi export-import co | 300 | CFB | operating | 2018 | N/A | N/A | 21.0218 | 107.0482 | vietnam
evngenco 1 corp | 50 | subcritical | operating | 1975 | N/A | N/A | 21.039 | 106.786 | vietnam
evngenco 1 corp | 55 | subcritical | operating | 1976 | N/A | N/A | 21.039 | 106.786 | vietnam
evngenco 1 corp | 300 | subcritical | operating | 2007 | N/A | N/A | 21.039 | 106.786 | vietnam
evngenco 1 corp | 330 | subcritical | operating | 2014 | N/A | N/A | 21.039 | 106.786 | vietnam
van phong power co ltd | 716 | supercritical | operating | 2023 | N/A | N/A | 12.477 | 109.2924 | vietnam
van phong power co ltd | 716 | supercritical | operating | 2024 | N/A | N/A | 12.477 | 109.2924 | vietnam
hanoi industrial construction and investment | 330 | unknown | cancelled | N/A | N/A | N/A | 12.477 | 109.2924 | vietnam
keangnam enterprises ltd | 330 | unknown | cancelled | N/A | N/A | N/A | 12.477 | 109.2924 | vietnam
hanoi industrial construction and investment | 330 | unknown | cancelled | N/A | N/A | N/A | 12.477 | 109.2924 | vietnam
keangnam enterprises ltd | 330 | unknown | cancelled | N/A | N/A | N/A | 12.477 | 109.2924 | vietnam
vedan (vietnam) enterprise corp ltd | 60 | unknown | operating | 2015 | N/A | N/A | 10.6608 | 107.0245 | vietnam
vietnam national coal and mineral industries holding corp ltd | 300 | subcritical | operating | 2018 | N/A | N/A | 11.317 | 108.808 | vietnam
china southern power grid co ltd | 300 | subcritical | operating | 2018 | N/A | N/A | 11.317 | 108.808 | vietnam
vietnam national coal and mineral industries holding corp ltd | 300 | subcritical | operating | 2019 | N/A | N/A | 11.317 | 108.808 | vietnam
china southern power grid co ltd | 300 | subcritical | operating | 2019 | N/A | N/A | 11.317 | 108.808 | vietnam
evngenco 3 co | 622 | supercritical | operating | 2014 | N/A | N/A | 11.317 | 108.808 | vietnam
evngenco 3 co | 622 | supercritical | operating | 2014 | N/A | N/A | 11.317 | 108.808 | vietnam
vinh tan 3 energy jsc | 660 | supercritical | shelved | 2025 | N/A | N/A | 11.317 | 108.808 | vietnam
vinh tan 3 energy jsc | 660 | supercritical | shelved | 2025 | N/A | N/A | 11.317 | 108.808 | vietnam
vinh tan 3 energy jsc | 660 | supercritical | shelved | 2026 | N/A | N/A | 11.317 | 108.808 | vietnam
vietnam electricity llc | 600 | ultra-supercritical | operating | 2019 | N/A | N/A | 11.317 | 108.808 | vietnam
vietnam electricity llc | 600 | supercritical | operating | 2017 | N/A | N/A | 11.317 | 108.808 | vietnam
vietnam electricity llc | 600 | supercritical | operating | 2018 | N/A | N/A | 11.317 | 108.808 | vietnam
petrovietnam power corporation jsc | 600 | subcritical | operating | 2014 | N/A | N/A | 18.0979 | 106.3812 | vietnam
petrovietnam power corporation jsc | 600 | subcritical | operating | 2015 | N/A | N/A | 18.0979 | 106.3812 | vietnam
vung ang 2 thermal power jsc | 665 | ultra-supercritical | construction | 2025 | N/A | N/A | 18.0979 | 106.3812 | vietnam
vung ang 2 thermal power jsc | 665 | ultra-supercritical | construction | 2025 | N/A | N/A | 18.0979 | 106.3812 | vietnam
vung ang-3 thermal | 600 | unknown | cancelled | N/A | N/A | N/A | 18.0979 | 106.3812 | vietnam
vung ang-3 thermal | 600 | unknown | cancelled | N/A | N/A | N/A | 18.0979 | 106.3812 | vietnam
vung ang-3 thermal | 600 | unknown | cancelled | N/A | N/A | N/A | 18.0979 | 106.3812 | vietnam
vung ang-3 thermal | 600 | unknown | cancelled | N/A | N/A | N/A | 18.0979 | 106.3812 | vietnam
black rhino group | 300 | unknown | cancelled | N/A | N/A | N/A | -13.6453 | 32.6464 | zambia
era group | 250 | subcritical | cancelled | N/A | N/A | N/A | -14.7385 | 27.9498 | zambia
era group | 250 | subcritical | cancelled | N/A | N/A | N/A | -14.7385 | 27.9498 | zambia
era group | 250 | subcritical | cancelled | N/A | N/A | N/A | -14.7385 | 27.9498 | zambia
era group | 250 | subcritical | cancelled | N/A | N/A | N/A | -14.7385 | 27.9498 | zambia
emco energy zambia | 170 | unknown | cancelled | N/A | N/A | N/A | -17.25 | 27.4667 | zambia
emco energy zambia | 170 | unknown | cancelled | N/A | N/A | N/A | -17.25 | 27.4667 | zambia
maamba collieries ltd | 150 | CFB | operating | 2016 | N/A | N/A | -17.3527 | 27.1859 | zambia
maamba collieries ltd | 150 | CFB | operating | 2016 | N/A | N/A | -17.3527 | 27.1859 | zambia
maamba collieries ltd | 150 | CFB | construction | 2026 | N/A | N/A | -17.3527 | 27.1859 | zambia
maamba collieries ltd | 150 | CFB | construction | 2026 | N/A | N/A | -17.3527 | 27.1859 | zambia
mulungwa power generation ltd | 300 | unknown | permitted | N/A | N/A | N/A | -17.5297 | 27.053 | zambia
dangote cement plc | 30 | subcritical | operating | 2015 | N/A | N/A | -13.027 | 28.7792 | zambia
konkola copper mines plc | 300 | unknown | cancelled | N/A | N/A | N/A | -12.3667 | 27.8278 | zambia
wonderful group of companies ltd | 600 | unknown | pre-permit | N/A | N/A | N/A | -17.2127 | 26.9415 | zambia
per lusulu power | 700 | ultra-supercritical | cancelled | N/A | N/A | N/A | -17.6167 | 27.333 | zimbabwe
per lusulu power | 350 | ultra-supercritical | shelved | 2022 | N/A | N/A | -17.6167 | 27.333 | zimbabwe
per lusulu power | 350 | ultra-supercritical | cancelled | N/A | N/A | N/A | -17.6167 | 27.333 | zimbabwe
per lusulu power | 350 | ultra-supercritical | cancelled | N/A | N/A | N/A | -17.6167 | 27.333 | zimbabwe
per lusulu power | 350 | ultra-supercritical | cancelled | N/A | N/A | N/A | -17.6167 | 27.333 | zimbabwe
zesa holdings ltd | 30 | subcritical | permitted | 2022 | N/A | N/A | -20.1586 | 28.5753 | zimbabwe
zesa holdings ltd | 30 | subcritical | permitted | 2022 | N/A | N/A | -20.1586 | 28.5753 | zimbabwe
zesa holdings ltd | 30 | subcritical | permitted | 2022 | N/A | N/A | -20.1586 | 28.5753 | zimbabwe
dangote industries ltd | 630 | unknown | cancelled | N/A | N/A | N/A | -17.8333 | 31.05 | zimbabwe
yunnan linkun investment group co ltd | 150 | unknown | cancelled | N/A | N/A | N/A | -20.17 | 28.58 | zimbabwe
china africa sunlight energy pvt ltd | 150 | unknown | cancelled | N/A | N/A | N/A | -20.17 | 28.58 | zimbabwe
yunnan linkun investment group co ltd | 150 | unknown | cancelled | N/A | N/A | N/A | -20.17 | 28.58 | zimbabwe
china africa sunlight energy pvt ltd | 150 | unknown | cancelled | N/A | N/A | N/A | -20.17 | 28.58 | zimbabwe
shanghai electric power co ltd | 400 | unknown | cancelled | N/A | N/A | N/A | -20.17 | 28.58 | zimbabwe
nan jiang group | 400 | unknown | cancelled | N/A | N/A | N/A | -20.17 | 28.58 | zimbabwe
shenergy co ltd | 400 | unknown | cancelled | N/A | N/A | N/A | -20.17 | 28.58 | zimbabwe
jinan-almid pvt ltd | 720 | unknown | announced | 2024 | N/A | N/A | -19.4595 | 29.781 | zimbabwe
zesa holdings ltd | 60 | subcritical | permitted | 1955 | N/A | N/A | -17.845 | 31.0317 | zimbabwe
zesa holdings ltd | 30 | subcritical | operating | 1956 | N/A | N/A | -17.845 | 31.0317 | zimbabwe
hwange lubimbi energy co | 50 | unknown | announced | N/A | N/A | N/A | -18.4667 | 27.3 | zimbabwe
hwange makomo | 330 | subcritical | cancelled | N/A | N/A | N/A | -18.3647 | 26.5 | zimbabwe
hwange makomo | 330 | subcritical | cancelled | N/A | N/A | N/A | -18.3647 | 26.5 | zimbabwe
zimbabwe power co ltd | 120 | subcritical | operating | 1984 | N/A | N/A | -18.3832 | 26.4696 | zimbabwe
shandong dingneng new energy co ltd | 300 | unknown | announced | N/A | N/A | N/A | -18.3835 | 26.47 | zimbabwe
zesa holdings ltd | 150 | unknown | announced | N/A | N/A | N/A | -18.3832 | 26.4696 | zimbabwe
jindal steel & power ltd | 150 | unknown | announced | N/A | N/A | N/A | -18.3832 | 26.4696 | zimbabwe
jindal steel & power ltd | 150 | unknown | announced | N/A | N/A | N/A | -18.3832 | 26.4696 | zimbabwe
zesa holdings ltd | 150 | unknown | announced | N/A | N/A | N/A | -18.3832 | 26.4696 | zimbabwe
jindal steel & power ltd | 150 | unknown | announced | N/A | N/A | N/A | -18.3832 | 26.4696 | zimbabwe
zesa holdings ltd | 150 | unknown | announced | N/A | N/A | N/A | -18.3832 | 26.4696 | zimbabwe
jindal steel & power ltd | 150 | unknown | announced | N/A | N/A | N/A | -18.3832 | 26.4696 | zimbabwe
zesa holdings ltd | 150 | unknown | announced | N/A | N/A | N/A | -18.3832 | 26.4696 | zimbabwe
zimbabwe power co ltd | 120 | subcritical | operating | 1986 | N/A | N/A | -18.3832 | 26.4696 | zimbabwe
zimbabwe power co ltd | 120 | subcritical | operating | 1985 | N/A | N/A | -18.3832 | 26.4696 | zimbabwe
zimbabwe power co ltd | 120 | subcritical | operating | 1983 | N/A | N/A | -18.3832 | 26.4696 | zimbabwe
zimbabwe power co ltd | 220 | subcritical | operating | 1986 | N/A | N/A | -18.3832 | 26.4696 | zimbabwe
zimbabwe power co ltd | 220 | subcritical | operating | 1987 | N/A | N/A | -18.3832 | 26.4696 | zimbabwe
zimbabwe power co ltd | 335 | subcritical | operating | 2023 | N/A | N/A | -18.3835 | 26.47 | zimbabwe
zimbabwe power co ltd | 335 | subcritical | operating | 2024 | N/A | N/A | -18.3835 | 26.47 | zimbabwe
shandong dingneng new energy co ltd | 300 | unknown | announced | N/A | N/A | N/A | -18.3835 | 26.47 | zimbabwe
karo mining holdings ltd | 300 | unknown | cancelled | N/A | N/A | N/A | -18.5673 | 30.6697 | zimbabwe
government of zimbabwe | 300 | unknown | cancelled | N/A | N/A | N/A | -18.5673 | 30.6697 | zimbabwe
sable mining | 300 | unknown | cancelled | N/A | N/A | N/A | -17.8333 | 31.05 | zimbabwe
sable mining | 300 | unknown | cancelled | N/A | N/A | N/A | -17.8333 | 31.05 | zimbabwe
prestige massive pvt ltd | 600 | unknown | construction | N/A | N/A | N/A | -22.1212 | 29.8634 | zimbabwe
prestige massive pvt ltd | 600 | unknown | construction | N/A | N/A | N/A | -22.1212 | 29.8634 | zimbabwe
riozim ltd | 350 | unknown | permitted | N/A | N/A | N/A | -18.22 | 28.93 | zimbabwe
riozim ltd | 350 | unknown | permitted | N/A | N/A | N/A | -18.22 | 28.93 | zimbabwe
riozim ltd | 350 | unknown | announced | N/A | N/A | N/A | -18.22 | 28.93 | zimbabwe
riozim ltd | 350 | unknown | announced | N/A | N/A | N/A | -18.22 | 28.93 | zimbabwe
riozim ltd | 350 | unknown | announced | N/A | N/A | N/A | -18.22 | 28.93 | zimbabwe
riozim ltd | 350 | unknown | announced | N/A | N/A | N/A | -18.22 | 28.93 | zimbabwe
riozim ltd | 350 | unknown | announced | N/A | N/A | N/A | -18.22 | 28.93 | zimbabwe
riozim ltd | 350 | unknown | announced | N/A | N/A | N/A | -18.22 | 28.93 | zimbabwe
titan new energy co ltd | 360 | unknown | permitted | 2028 | N/A | N/A | -18.3813 | 26.4823 | zimbabwe
zesa holdings ltd | 360 | unknown | permitted | 2028 | N/A | N/A | -18.3813 | 26.4823 | zimbabwe
western coal and energy co | 300 | unknown | cancelled | N/A | N/A | N/A | -17.8333 | 31.05 | zimbabwe
western coal and energy co | 300 | unknown | cancelled | N/A | N/A | N/A | -17.8333 | 31.05 | zimbabwe
lafrica resources pvt ltd | 75 | unknown | shelved | N/A | N/A | N/A | -18.4212 | 26.533 | zimbabwe
zambezi gas and coal mine | 75 | unknown | shelved | N/A | N/A | N/A | -18.4212 | 26.533 | zimbabwe
zambezi gas and coal mine | 300 | unknown | shelved | N/A | N/A | N/A | -18.4212 | 26.533 | zimbabwe
lafrica resources pvt ltd | 300 | unknown | shelved | N/A | N/A | N/A | -18.4212 | 26.533 | zimbabwe
zhongjin heli energy pvt ltd | 300 | unknown | announced | 2025 | N/A | N/A | -18.3691 | 26.5078 | zimbabwe
zimbabwe zhongxin electric energy | 50 | unknown | operating | 2022 | N/A | N/A | -18.3283 | 26.4048 | zimbabwe
zimbabwe zhongxin electric energy | 135 | unknown | construction | 2025 | N/A | N/A | -18.3283 | 26.4048 | zimbabwe
zimbabwe zhongxin electric energy | 135 | unknown | construction | 2025 | N/A | N/A | -18.3283 | 26.4048 | zimbabwe
zimbabwe zhongxin electric energy | 300 | unknown | shelved | N/A | N/A | N/A | -18.3283 | 26.4048 | zimbabwe
zimbabwe zhongxin electric energy | 300 | unknown | shelved | N/A | N/A | N/A | -18.3283 | 26.4048 | zimbabwe
china railway international co ltd | 600 | unknown | cancelled | N/A | N/A | N/A | -19.0169 | 29.1528 | zimbabwe
zesa holdings ltd | 600 | unknown | cancelled | N/A | N/A | N/A | -19.0169 | 29.1528 | zimbabwe